## PRICELIST
PRODUCT INFORMATION | [7 empty] | SRP (End-User) |  | DEALER's PRICE |  | CONTRACTOR's PRICE
BRAND | CATEGORY | TYPE | MODEL | ITEM DESCRIPTION | OTHER DESCRIPTION | UPDATED PRICE | PURCHASE AMOUNT IN USD | Small Volume (50% Mark-Up) | Big Volume (30% Mark-Up) | Small Volume (30% Mark-Up) | Big Volume (20% Mark-Up) | Small Volume (15% Mark-Up) | Big Volume (10% Mark-Up)
PANASONIC | BACK-UP BATTERY |  |  | 12V 7AH | PER PIECE | 550 | - | 825 | 715 | 715 | 660 | 632.5 | 605
ASPEX | BACK-UP BATTERY |  |  | 12V 7AH | PER PIECE | 1000 | - | 1500 | 1300 | 1300 | 1200 | 1150 | 1100
ASPEX | BACK-UP BATTERY |  |  | 12V 12AH | PER PIECE | 1750 | - | 2625 | 2275 | 2275 | 2100 | 2012.5 | 1925
ASPEX | BACK-UP BATTERY |  |  | 12V 18AH | PER PIECE | 2487.5 | - | 3731.25 | 3233.75 | 3233.75 | 2985 | 2860.625 | 2736.25
ASPEX | BACK-UP BATTERY |  |  | 12V 26AH | PER PIECE | 3843.75 | - | 5765.625 | 4996.875 | 4996.875 | 4612.5 | 4420.3125 | 4228.125
ASPEX | BACK-UP BATTERY |  |  | 12V 40AH | PER PIECE | 6050 | - | 9075 | 7865 | 7865 | 7260 | 6957.5 | 6655
ASPEX | BACK-UP BATTERY |  |  | 12V 65AH | PER PIECE | 9550 | - | 14325 | 12415 | 12415 | 11460 | 10982.5 | 10505
ACCU-CELL | BACK-UP BATTERY |  | NP12-12AH | 12V 12AH SEALED LEAD ACID RECHARGEABLE BATTERY |  | 2000 | - | 3000 | 2600 | 2600 | 2400 | 2300 | 2200
| BOOSTER POWER SUPPLY |  |  | External Power Supply 8A battery booster for hornstrobes P2RL) | UNIT/S | 57940 | - | 86910 | 75322 | 75322 | 69528 | 66631 | 63734
EDWARDS | Addressable |  | SIGA-OSD | Edwards Addressable Intelligent Multi-criteria optical smoke detector |  | 3507.39 | - | 5261.085 | 4559.607 | 4559.607 | 4208.868 | 4033.4985 | 3858.129
EDWARDS |  |  | SIGA-OSD-FCN | Edwards Addressable Intelligent Multi-criteria optical smoke detector | CHINA | 2960.78 | - | 4441.17 | 3849.014 | 3849.014 | 3552.936 | 3404.897 | 3256.858
EDWARDS |  |  | SIGA-COD | Edwards EST SIGA-COD Intelligent Carbon Monoxide Detector |  | 1366.52 | - | 2049.78 | 1776.476 | 1776.476 | 1639.824 | 1571.498 | 1503.172
EDWARDS | Addressable |  | SIGA-SB | Edwards Addressable Detector Base - Standard |  | 349.22 | - | 523.83 | 453.986 | 453.986 | 419.064 | 401.603 | 384.142
EDWARDS | Addressable |  | SIGA-HRD | Edwards Addressable Intelligent S2G FT / ROR Heat Detector - 135F |  | 1852.39 | - | 2778.585 | 2408.107 | 2408.107 | 2222.868 | 2130.2485 | 2037.629
EDWARDS |  |  | SIGA-REL | Edwards EST SIGA-REL Analog Releasing Module |  | 17339.56 | - | 26009.34 | 22541.428 | 22541.428 | 20807.472 | 19940.494 | 19073.516
EDWARDS | Addressable |  | G4AVRF + GRSW | Edwards Addressable Wall Horn/Strobe, Red with FIRE markings, with LED strobe light with Mounting Plate | Old Model of 757-7A-T | 3191.71 | - | 4787.565 | 4149.223 | 4149.223 | 3830.052 | 3670.4665 | 3510.881
EDWARDS | Addressable |  | G4AVRF | Edwards Addressable wall horne/Strobe ,white w/ fire markings,w/ LED strobe |  | 3021.52 | - | 4532.28 | 3927.976 | 3927.976 | 3625.824 | 3474.748 | 3323.672
EDWARDS |  |  | G1AVRF | MINI HORN STROBE |  | 1989.04 | - | 2983.56 | 2585.752 | 2585.752 | 2386.848 | 2287.396 | 2187.944
EDWARDS | Addressable |  | G4SVRF + GRSW | Edwards Addressable Wall, Speaker Strobe Red with Mounting Plate |  | 4497.36 | - | 6746.04 | 5846.568 | 5846.568 | 5396.832 | 5171.964 | 4947.096
EDWARDS | Addressable |  | G4SVRF | Edwards Addressable Wall, Speaker Strobe Red |  | 4054 | - | 6081 | 5270.2 | 5270.2 | 4864.8 | 4662.1 | 4459.4
EDWARDS |  |  | G4VRF | BEAM STROBE |  | 2641.93 | - | 3962.895 | 3434.509 | 3434.509 | 3170.316 | 3038.2195 | 2906.123
EDWARDS | Addressable |  | GRSW | Edwards Addressable Mounting Plate for Speaker Strobe ONLY |  | 443.36 | - | 665.04 | 576.368 | 576.368 | 532.032 | 509.864 | 487.696
EDWARDS | Addressable |  | SIGA-278 | Edwards AddressableManual Pull Station - Double Action, 1-stage |  | 4114.73 | - | 6172.095 | 5349.149 | 5349.149 | 4937.676 | 4731.9395 | 4526.203
EDWARDS | Addressable |  | SIGA-270 | Edwards Addressable Manual Pull Station -Single Action, 1-stage |  | 3477.02 | - | 5215.53 | 4520.126 | 4520.126 | 4172.424 | 3998.573 | 3824.722
EDWARDS | Addressable |  | SIGA-CT1 | Edwards Addressable Single Input Module |  | 1791.65 | - | 2687.475 | 2329.145 | 2329.145 | 2149.98 | 2060.3975 | 1970.815
EDWARDS | Addressable |  | SIGA-CC1 | Edwards Addressable Single Input (Riser) Module |  | 2444.54 | - | 3666.81 | 3177.902 | 3177.902 | 2933.448 | 2811.221 | 2688.994
EDWARDS | Addressable |  | SIGA-CC2 | Edwards Addressable Dual Input (Riser) Module |  | 4056.62 | - | 6084.93 | 5273.606 | 5273.606 | 4867.944 | 4665.113 | 4462.282
EDWARDS | Addressable |  | SIGA-CR | Edwards Addressable Control Relay Module | 2171.24 | 2429.11 | - | 3643.665 | 3157.843 | 3157.843 | 2914.932 | 2793.4765 | 2672.021
EDWARDS | Addressable |  | SIGA-CT2 | Edwards Addressable Dual Input Module. | 2398.99 | 3632.92 | - | 5449.38 | 4722.796 | 4722.796 | 4359.504 | 4177.858 | 3996.212
EDWARDS | Addressable |  | SIM-INTL | Edwards Addressable Interface module for 2 wire Convntional detector |  | 1594.27 | - | 2391.405 | 2072.551 | 2072.551 | 1913.124 | 1833.4105 | 1753.697
EDWARDS | Addressable |  | SIGA-WTM | Edwards Addressable Combination Waterflow/Tamper Module | 1822.02 | 3654.04 | - | 5481.06 | 4750.252 | 4750.252 | 4384.848 | 4202.146 | 4019.444
EDWARDS | Addressable |  | SIGA-PHD | Edwards Addressable Multi Sensor Smoke & Heat Detector |  | 2705.25 | - | 4057.875 | 3516.825 | 3516.825 | 3246.3 | 3111.0375 | 2975.775
EDWARDS | Addressable |  | SIGA-IM | Edwards Addressable Loop Isoaltor Module |  | 2309.55 | - | 3464.325 | 3002.415 | 3002.415 | 2771.46 | 2655.9825 | 2540.505
EDWARDS | Addressable |  | SIGA-AB4G | Edwards Addressable Audible Sounder for SIGA PD AddressbleSmoke |  | 2281.13 | - | 3421.695 | 2965.469 | 2965.469 | 2737.356 | 2623.2995 | 2509.243
EDWARDS | Addressable |  | SIGA-AB4G-LF | Edwards Addressable Audible Sounder Base, low frequency (520Hz) |  | 3585.4 | - | 5378.1 | 4661.02 | 4661.02 | 4302.48 | 4123.21 | 3943.94
EDWARDS | Addressable |  | PEI-SAN-ANN | Edwards AddressableCustom Serial LED annunciator |  | 13715.53 | - | 20573.295 | 17830.189 | 17830.189 | 16458.636 | 15772.8595 | 15087.083
EDWARDS | Addressable |  | PEI-SAN-DVR | Edwards Addressable Custom Serial LED annunciator Drive |  | 12271.88 | - | 18407.82 | 15953.444 | 15953.444 | 14726.256 | 14112.662 | 13499.068
EDWARDS | Addressable |  | BPS10A/230 | Edwards Addressable 10 Amp Booster Power Supply |  | 28738.54 | - | 43107.81 | 37360.102 | 37360.102 | 34486.248 | 33049.321 | 31612.394
EDWARDS | Addressable |  | BPS6A/230 | Edwards Addressable 6.5 Amp Booster Power Supply |  | 15611.83 | - | 23417.745 | 20295.379 | 20295.379 | 18734.196 | 17953.6045 | 17173.013
EDWARDS |  |  | BC-1 | Battery Cabinet. 14.0" x 18.25" x 7.25" |  | 7006.89 | - | 10510.335 | 9108.957 | 9108.957 | 8408.268 | 8057.9235 | 7707.579
EDWARDS | Addressable |  | iO64G-2 | Edwards Addressable FACP, 1 Loop, 64 intelligent devices max, 2 Class B NAC's, 4.25A Gray, 230VAC |  | 60487.25 | - | 90730.875 | 78633.425 | 78633.425 | 72584.7 | 69560.3375 | 66535.975
EDWARDS | Addressable |  | iO1000G2 FACP | iO Series addressable fire alarm control panel, 1 loop expandable to 4 loops, with 4 built-in system relays, 4 line(80 character) backlit LCD display, power supply, charger & batteries Components are: (1)FACP, 4 Loops max, 4 Class B NAC's, 6.5A , 230VAC (2)Battery 17 AH, 12 volt cells (1)Battery cabinet (1 LOOP) | iO10000G2 has different components, please ASK FIRST the purchasing department your requirements for us to give you accurate prices. | 111760.02 | - | 167640.03 | 145288.026 | 145288.026 | 134112.024 | 128524.023 | 122936.022
EDWARDS | Addressable |  | iO1000G2 FACP | iO Series Addressblefire alarm control panel, 4loops with 4 built-in system relays, 4 line (80) character backlit LCD display, 6 amp power supply, charger & maintenance free rechargeable batteries components are: (1) FACP, 1 Loop, 4 Class B NAC's, 6.5A, 230VAC (1) Expansion Loop (2) Battery 12 AH, 12 volt cells (2 LOOPS) |  | 128520 | - | 192780 | 167076 | 167076 | 154224 | 147798 | 141372
EDWARDS | Addressable |  | iO1000G2 FACP | iO Series Addressblefire alarm control panel, 4 loop, 4 Class B NACs, 6.5A, 230VAC with: (1) FACP, 3 Loop, 4 Class B NAC's, 6.5A, 230VAC (1) iOSDC2 Expasion Loop for w/ two 250 point Loop (2) Rechargeable Battery 12V-40AH/42AH (1) BC1 Battery Cabinet 14.0 x 18.25 x 7.25 (3 LOOPS) |  | 163590 | - | 245385 | 212667 | 212667 | 196308 | 188128.5 | 179949
EDWARDS | Addressable |  | I01000G2 FACP | Series Addressblefire alarm control panel, 4loops with 4 built-in system relays, 4 line (80) character backlit LCD display, 6 amp power supply, charger & maintenance free rechargeable batteries components are: (1) FACP, 1 Loop, 4 Class B NAC's, 6.5A, 230VAC (3) Expansion Loop (2) Battery 12 AH, 12 volt cells (4 LOOPS) |  | 198660 | - | 297990 | 258258 | 258258 | 238392 | 228459 | 218526
EDWARDS | Addressable |  | IO-SDC1 | Edwards Addressable Expansion module, one 250-device loop. For iO1000 only | 5663.45 | 21630.98 | - | 32446.47 | 28120.274 | 28120.274 | 25957.176 | 24875.627 | 23794.078
EDWARDS | Addressable |  | IO-SDC2 | Edwards Addressable Expansion module, two 250-device loops, 500 devices total. For iO1000 only | 6847.76 | 31883.6 | - | 47825.4 | 41448.68 | 41448.68 | 38260.32 | 36666.14 | 35071.96
EDWARDS | Addressable |  | SA-232 | Edwards Addressable Serial Interface, RS232, |  | 4830.85 | - | 7246.275 | 6280.105 | 6280.105 | 5797.02 | 5555.4775 | 5313.935
EDWARDS | Addressable |  | SA-CLA | Edwards Addressable Class A NAC module, for 64pt systems only |  | 3515.3 | - | 5272.95 | 4569.89 | 4569.89 | 4218.36 | 4042.595 | 3866.83
EDWARDS | Addressable |  | SA-DACT | Edwards Addressable Dialer/Modem, two telephone line connections, RJ31, mounts to base plate. |  | 9208.8 | - | 13813.2 | 11971.44 | 11971.44 | 11050.56 | 10590.12 | 10129.68
EDWARDS | Addressable |  | SA-ETH | Edwards Addressable Ethernet Port Interface, RJ45, mounts to base plate. |  | 17339.29 | - | 26008.935 | 22541.077 | 22541.077 | 20807.148 | 19940.1835 | 19073.219
EDWARDS | Addressable |  | RLCD | Edwards Addressable Remote Annunciator, 80 character LCD, Common System indicators |  | 16368.81 | - | 24553.215 | 21279.453 | 21279.453 | 19642.572 | 18824.1315 | 18005.691
EDWARDS | Addressable |  | RLCD-C | Edwards Addressable Remote Annunciator, 80 character LCD, Common System indicators and controls |  | 18964.2 | - | 28446.3 | 24653.46 | 24653.46 | 22757.04 | 21808.83 | 20860.62
EDWARDS | Addressable |  | IO1000-RE | Edwards Addressable Replacement electronics assembly, four loop, iO series, English | 48602.4 | 26052.07 | - | 39078.105 | 33867.691 | 33867.691 | 31262.484 | 29959.8805 | 28657.277
EDWARDS | Addressable |  | IO64-RE | Edwards Addressable Replacement electronics assembly, one loop limited, iO series, English | 44836.89 | 24930.63 | - | 37395.945 | 32409.819 | 32409.819 | 29916.756 | 28670.2245 | 27423.693
EDWARDS | Addressable |  | EST3 | Edwards Addressable EST3 fire alarm control panel 4 loops complete with powersupply/charger, sealed lead acid maintenance-free rechargeable batteries to power the system for 24 hours standby and 30 minutes alarm condition. Includes: (1) Central Processor Module (1) Network Communication Card, Class A (5) Dual loop SIGA Data Controller (1) Zoned Amplifier, 20 Watt, Class B (1) Liquid Crystal Display Module (5) 12 Switch, 12 Yellow LED Ctrl Display Module (1) Audio Source Unit with Fire Phone (2) Primary Power Supply with Local Rail Module, 120-230V (2) Seven Space Chassis with Rails (4) Blank LRM Filler (1) Remote Chassis Cabinet, Red (1) Battery Shelf (1) White Backbox with 21 x LRM spaces, no door (1) White door assembly for 3-CAB7 (2) Battery, 12 V @ 65 AH | EST3 has different components, please ASK FIRST the purchasing department your requirements for us to give you accurate prices. | 837357.43 | - | 1256036.145 | 1088564.659 | 1088564.659 | 1004828.916 | 962961.0445 | 921093.173
EDWARDS | Addressable |  | EST3 | Edwards Addressable EST3 fire alarm control panel 4 loops complete with powersupply/charger, sealed lead acid maintenance-free rechargeable batteries to power the system for 24 hours standby and 30 minutes alarm condition. Includes: (1) Central Processor Module (1) Network Communication Card, Class A (4) Dual loop SIGA Data Controller (1) Primary Power Supply,120-230 V (1) Seven Space Chassis with Rails (1) Remote Chassis Cabinet, Red (2) Battery, 12 V @ 50 AH |  | 445123.5 | - | 667685.25 | 578660.55 | 578660.55 | 534148.2 | 511892.025 | 489635.85
EDWARDS | Addressable |  | EST3 | Edwards Addressable EST3 fire alarm control panel 4 loops complete with powersupply/charger, sealed lead acid maintenance-free rechargeable batteries to power the system for 24 hours standby and 30 minutes alarm condition. Includes: (1) Central Processor Module (1) Network Communication Card, Class B (4) Single loop SIGA Data Controller (1) Liquid Crystal Display Module (1) 12 Switch, 12 Yellow LED Ctrl Display Module (1) Primary Power Supply, 230 V (1) Seven Space Chassis with Rails (1) White Backbox with 7 x LRM spaces, no door (1) White door assembly for 3-CAB7 (1) Battery cabinet (2) Battery, 12 V @ 40 AH |  | 290798.4 | - | 436197.6 | 378037.92 | 378037.92 | 348958.08 | 334418.16 | 319878.24
EDWARDS | Addressable |  | EST3 | Edwards Addressable EST3 fire alarm control panel complete with power supply/charger, sealed lead acid maintenance- free rechargeable batteries to power the system for 24 hours standby and 30 minutes alarm condition. Includes: (1) Central processor module (1) Network Communication Card, Class B (10) Single loop SIGA Data Controller (1) Liquid Crystal Display Module (2) 12 Switch, 12 Yellow LED ctd Display Module (1) Primary Power Supply, 230V (2) Seven Space Chasis with Rails (1) Blank LRM Filter (1) Remote Chasis Cabinet, Red (1) Battery Shelf (1) White Back door with 14 x LRM spaces, no door (1) White door assembly for 3-CAB14 (2) Battery, 12V @ 6.5 AH |  | 540033.74 | - | 810050.61 | 702043.862 | 702043.862 | 648040.488 | 621038.801 | 594037.114
EDWARDS | Addressable |  | EST3 | Edwards Addressable EST3 fire alarm control panel complete with power supply/charger, sealed lead acid maintenance-free rechargeable batteries to power the system for 24 hours standby and 30 minutes alarm condition. Includes: 3-CPU3 ( 1 ) Central Processor Module 3-RS485A ( 1 ) Network Communication Card, Class A 3-SSDC1 ( 1 ) Single loop SIGA Data Controller 3-ZA40B ( 1 ) 40-watt Zoned Amplifier, 25 or 70 Vrms, Class B 3-LCD ( 1 ) Liquid Crystal Display Module 3-12SY ( 1 ) 12 Switch, 12 Yellow LED Ctrl Display Module 3-ASU/FT ( 1 ) Audio Source Unit with Fire Phone 3-PPS/M-230 ( 1 ) Primary Power Supply, 230 V 3-BPS/M-230 ( 1 ) Booster Power Supply, 230 V 3-CHAS7 ( 1 ) Seven Space Chassis with Rails 3-LRMF ( 1 ) Blank LRM Filler 3-FP ( 4 ) Filler plate 3-CAB14B ( 1 ) White Backbox with 14 x LRM spaces, no door 3-CAB14D ( 1 ) White door assembly for 3-CAB14 BC-1 ( 1 ) Battery cabinet 12V40A ( 2 ) Battery, 12 V @ 40 AH |  | 397452.65 | - | 596178.975 | 516688.445 | 516688.445 | 476943.18 | 457070.5475 | 437197.915
EDWARDS | Addressable |  | PEI-LCB | Local combination box (1) Manual Pull Station - Double Action, 1-stage (1) Bell, 152 mm (6"") dia, red, 24 VDC, micromotor (1) Portable Telephone Receptacle - 1-gang, SS (1) Indicating lamp |  | 6875.4 | - | 10313.1 | 8938.02 | 8938.02 | 8250.48 | 7906.71 | 7562.94
EDWARDS | Addressable |  | PEI-SAN-ANN | Custom Serial LED annunciator |  | 11775.75 | - | 17663.625 | 15308.475 | 15308.475 | 14130.9 | 13542.1125 | 12953.325
EDWARDS | Addressable |  | PEI-SAN-DVR | Custom Serial LED annunciator Driver |  | 10535.7 | - | 15803.55 | 13696.41 | 13696.41 | 12642.84 | 12116.055 | 11589.27
EDWARDS | Addressable |  | 1800707 | Portable (Plug-in) Telephone Handset - BLACK |  | 3667.35 | - | 5501.025 | 4767.555 | 4767.555 | 4400.82 | 4217.4525 | 4034.085
EDWARDS | Addressable |  | 3-CPU3 | Central Processor Unit Module |  | 34051.01 | - | 51076.515 | 44266.313 | 44266.313 | 40861.212 | 39158.6615 | 37456.111
EDWARDS | Addressable |  | 3-MODCOM | Modem / Communicator (DACT). Takes one local rail space |  | 19955.28 | - | 29932.92 | 25941.864 | 25941.864 | 23946.336 | 22948.572 | 21950.808
EDWARDS | Addressable |  | 3-MODCOMP | Modem / Communicator (DACT) / Pager interface (TAP protocol). |  | 59947.8 | - | 89921.7 | 77932.14 | 77932.14 | 71937.36 | 68939.97 | 65942.58
EDWARDS | Addressable |  | 3-RS232 | RS-232 Communication Card. two separate isolated RS-232 ports |  | 12477.17 | - | 18715.755 | 16220.321 | 16220.321 | 14972.604 | 14348.7455 | 13724.887
EDWARDS | Addressable |  | 3-RS485A | Network Communications Card, Class A. Class A/B Network and Audio Data |  | 15857.69 | - | 23786.535 | 20614.997 | 20614.997 | 19029.228 | 18236.3435 | 17443.459
EDWARDS | Addressable |  | 3-RS485B | Network Communications Card, Class B. |  | 13296.69 | - | 19945.035 | 17285.697 | 17285.697 | 15956.028 | 15291.1935 | 14626.359
EDWARDS | Addressable |  | 3-SDDC2 | Signature Dual Driver Controller. |  | 83873.95 | - | 125810.925 | 109036.135 | 109036.135 | 100648.74 | 96455.0425 | 92261.345
EDWARDS | Addressable |  | 3-SSDC2 | Single Signature Driver Controller. |  | 42676.44 | - | 64014.66 | 55479.372 | 55479.372 | 51211.728 | 49077.906 | 46944.084
EDWARDS | Addressable |  | 3-SDC1 | Signature Driver Card. Used to upgrade 3-SSDC1 to 3-SDDC1. |  | 38988.61 | - | 58482.915 | 50685.193 | 50685.193 | 46786.332 | 44836.9015 | 42887.471
EDWARDS | Addressable |  | 3-ANNCPU3 | Annunciator CPU. One Required per graphic annunciator |  | 18582.59 | - | 27873.885 | 24157.367 | 24157.367 | 22299.108 | 21369.9785 | 20440.849
EDWARDS | Addressable |  | 3-LCDANN | Remote LCD Command Module Annunciator. Includes LCD display, CPU and Doors |  | 35403.9 | - | 53105.85 | 46025.07 | 46025.07 | 42484.68 | 40714.485 | 38944.29
EDWARDS |  |  | 3-LCD | Liquid Crystal Display |  | 11968.9 | - | 17953.35 | 15559.57 | 15559.57 | 14362.68 | 13764.235 | 13165.79
EDWARDS | Addressable |  | RLCM/B | Driver Annunciator |  | 3544.42 | - | 5316.63 | 4607.746 | 4607.746 | 4253.304 | 4076.083 | 3898.862
EDWARDS | Addressable |  | 10ANN/B | Semi-flush Annunciator Wall Box |  | 4937.6 | - | 7406.4 | 6418.88 | 6418.88 | 5925.12 | 5678.24 | 5431.36
EDWARDS | Addressable |  | 10ANN/B-S | Surface Annunciator Wall Box |  | 4896.63 | - | 7344.945 | 6365.619 | 6365.619 | 5875.956 | 5631.1245 | 5386.293
EDWARDS | Addressable |  | 3-10ANN | Ten Position Base Annunciator. Includes Door, CPU card, two annunciator support modules |  | 36079.32 | - | 54118.98 | 46903.116 | 46903.116 | 43295.184 | 41491.218 | 39687.252
EDWARDS | Addressable |  | 3-6ANN | Six Position Base Annunciator. Includes Door, CPU card, two annunciator support modules |  | 37377.51 | - | 56066.265 | 48590.763 | 48590.763 | 44853.012 | 42984.1365 | 41115.261
EDWARDS | Addressable |  | 3-ANNSM | Annunciator Support Module |  | 4548.33 | - | 6822.495 | 5912.829 | 5912.829 | 5457.996 | 5230.5795 | 5003.163
EDWARDS | Addressable |  | 6ANN/B | Semi-flush Annunciator Wall Box |  | 4077.11 | - | 6115.665 | 5300.243 | 5300.243 | 4892.532 | 4688.6765 | 4484.821
EDWARDS | Addressable |  | 6ANN/B-S | Surface Annunciator Wall Box |  | 4159.06 | - | 6238.59 | 5406.778 | 5406.778 | 4990.872 | 4782.919 | 4574.966
EDWARDS | Addressable |  | 3-10ANN/D | Ten Position Annunciator Cabinet Door |  | 9219.59 | - | 13829.385 | 11985.467 | 11985.467 | 11063.508 | 10602.5285 | 10141.549
EDWARDS | Addressable |  | 3-6ANN/D | Six Position Annunciator Cabinet Door (bms id 1252) |  | 8604.95 | - | 12907.425 | 11186.435 | 11186.435 | 10325.94 | 9895.6925 | 9465.445
EDWARDS |  |  | 60-10-300 | FIRERAYONE BEAM DETECTOR,120M UL LISTED |  | 49423.51 | - | 74135.265 | 64250.563 | 64250.563 | 59308.212 | 56837.0365 | 54365.861
EDWARDS |  |  | 1010-000 | Long range Prism kit |  | 9989.86 | - | 14984.79 | 12986.818 | 12986.818 | 11987.832 | 11488.339 | 10988.846
EDWARDS | Addressable |  | G1R-HDVM | Genesis Temporal Horn Strobe |  | 2378.25 | - | 3567.375 | 3091.725 | 3091.725 | 2853.9 | 2734.9875 | 2616.075
EDWARDS | Addressable |  | IO-SDC-1 | Expansion Loop Card |  | 26272.13 | - | 39408.195 | 34153.769 | 34153.769 | 31526.556 | 30212.9495 | 28899.343
EDWARDS | Addressable |  | 1800707 | Portable Handset 6830-3 | 3974.25 | 13270.38 | - | 19905.57 | 17251.494 | 17251.494 | 15924.456 | 15260.937 | 14597.418
EDWARDS | Addressable |  | GENESIS LED-G4 SERIES | G1RH |  | 2262.75 | - | 3394.125 | 2941.575 | 2941.575 | 2715.3 | 2602.1625 | 2489.025
EDWARDS | Addressable |  | 1801834 | EDWARDS EST 6833-4 WALL PLATE RECEPTACLE FOR EMERGENCY TELEPHONE | 941.38 | 1417.5 | - | 2126.25 | 1842.75 | 1842.75 | 1701 | 1630.125 | 1559.25
EDWARDS | Addressable |  | G4HFRF-S7VMC | EDWARDS SPEAKER STROBE (70V, RED) |  | 3086.8 | - | 4630.2 | 4012.84 | 4012.84 | 3704.16 | 3549.82 | 3395.48
EDWARDS | Conventional | FireShield Plus | FSP 502-G-2 | Conventional Fire Alarm Control Panel, 5 Class B IDC zones, 2 Class B NAC's |  | 35131.53 | - | 52697.295 | 45670.989 | 45670.989 | 42157.836 | 40401.2595 | 38644.683
EDWARDS | Conventional | FireShield Plus | FSP 1004G-2 | Conventional Fire Alarm Control Panel, 10 Class B IDC zones, 4 Class B NAC's |  | 48977.46 | - | 73466.19 | 63670.698 | 63670.698 | 58772.952 | 56324.079 | 53875.206
EDWARDS | Conventional | FireShield Plus | F-DACT | F-Series upload/download DACT and modem, dual line, w/ 2X16 LCD |  | 12982.9 | - | 19474.35 | 16877.77 | 16877.77 | 15579.48 | 14930.335 | 14281.19
EDWARDS | Conventional | FireShield Plus | FSRSI | Remote System Indicator, Power, Alarm, Supervisory, Trouble LED's with local buzzer |  | 3381.09 | - | 5071.635 | 4395.417 | 4395.417 | 4057.308 | 3888.2535 | 3719.199
EDWARDS | Conventional | FireShield Plus | FSRZI-A | Remote Zone Indicator, contains 5 red LED's for alarm zone indication |  | 2744.8 | - | 4117.2 | 3568.24 | 3568.24 | 3293.76 | 3156.52 | 3019.28
EDWARDS | Conventional | FireShield Plus | FSRZI-SA | Remote Zone Indicator, contains 5 bi-color LED's (Red/Yellow) for alarm or supervisory zone |  | 2991.83 | - | 4487.745 | 3889.379 | 3889.379 | 3590.196 | 3440.6045 | 3291.013
EDWARDS | Conventional | FireShield Plus | FSRA10 | Remote LED Annunciator, includes common system indicators, 10 zone indicators |  | 14602.34 | - | 21903.51 | 18983.042 | 18983.042 | 17522.808 | 16792.691 | 16062.574
EDWARDS | Conventional | FireShield Plus | FSRA10C | Remote LED Annunciator, includes common system indicators, 10 zone indicators & control |  | 18417.61 | - | 27626.415 | 23942.893 | 23942.893 | 22101.132 | 21180.2515 | 20259.371
EDWARDS | Conventional | FireShield Plus | FSRRM | Fire Control Accessory, Remote Relay Module |  | 6027.85 | - | 9041.775 | 7836.205 | 7836.205 | 7233.42 | 6932.0275 | 6630.635
EDWARDS | Conventional |  | 721U | Conventional Smoke and Heat Detector |  | 1250 | - | 1875 | 1625 | 1625 | 1500 | 1437.5 | 1375
EDWARDS | Conventional |  | EDC-M9101 | Conventional Photoelectric Smoke /Heat Detector |  | 1061.06 | - | 1591.59 | 1379.378 | 1379.378 | 1273.272 | 1220.219 | 1167.166
EDWARDS | Conventional |  | EDC-M9102 + EDBM01 | Conventional Photoelectric Smoke Detector with base |  | 1145.61 | - | 1718.415 | 1489.293 | 1489.293 | 1374.732 | 1317.4515 | 1260.171
EDWARDS | Conventional |  | EDC-M9102 | Conventional Photoelectric Smoke Detector |  | 911 | - | 1366.5 | 1184.3 | 1184.3 | 1093.2 | 1047.65 | 1002.1
EDWARDS | Conventional |  | EDC- M9103 | Conventional Heat Detector |  | 797.13 | - | 1195.695 | 1036.269 | 1036.269 | 956.556 | 916.6995 | 876.843
EDWARDS | Conventional |  | EDB-M01 | EDWARDS CONVENTIONAL DETECTOR BASE |  | 170.81 | - | 256.215 | 222.053 | 222.053 | 204.972 | 196.4315 | 187.891
EDWARDS | Conventional |  | 270A-SPO | Conventional Manual Pull Station |  | 1594.27 | - | 2391.405 | 2072.551 | 2072.551 | 1913.124 | 1833.4105 | 1753.697
EDWARDS | Conventional |  | 279B-1110 | Fire Alarm Manual Station - single pole, tool reset, double action, wire leads |  | 1272.16 | - | 1908.24 | 1653.808 | 1653.808 | 1526.592 | 1462.984 | 1399.376
EDWARDS | Conventional |  | MB624 | Conventionl Bell | OLD MODEL | 2932.65 | - | 4398.975 | 3812.445 | 3812.445 | 3519.18 | 3372.5475 | 3225.915
EDWARDS | Conventional |  | 439D-6AW-R | Fire Alarm Bell, 6" (150mm), Vibrating, Diode, 24VDC, Red |  | 7964.55 | - | 11946.825 | 10353.915 | 10353.915 | 9557.46 | 9159.2325 | 8761.005
EDWARDS | Conventional |  | 439D-10AW-R | Fire Alarm Bell, 10" (250mm), Vibrating, Diode, 24VDC, Red |  | 3881.93 | - | 5822.895 | 5046.509 | 5046.509 | 4658.316 | 4464.2195 | 4270.123
EDWARDS | Conventional |  | 721UT | Smoke Detector with Heat Sensor w/ 702E base |  | 1250 | - | 1875 | 1625 | 1625 | 1500 | 1437.5 | 1375
EDWARDS | Conventional |  | AMX-B500T | Amerex 5lbs Capacity ABC Dry Chem Fire Extinguisher |  | 0 | - | 0 | 0 | 0 | 0 | 0 | 0
EDWARDS | Conventional |  | SIM-INTL | Interface Module for 2 wire Convntionl detector |  | 1200 | - | 1800 | 1560 | 1560 | 1440 | 1380 | 1320
EDWARDS |  |  | 302-AW-194 (302-EPM-194) | Heat Det. - Rate Compensation, Explosion Proof Mounting UL - 194°F (Requires JALX-11 or equal) |  | 4858.72 | - | 7288.08 | 6316.336 | 6316.336 | 5830.464 | 5587.528 | 5344.592
EDWARDS |  |  | 302-AW-135 | Heat Det. - Rate Compensation, Explosion Proof Mounting UL - 135°F (Requires JALX-11 or equal) |  | 4858.72 | - | 7288.08 | 6316.336 | 6316.336 | 5830.464 | 5587.528 | 5344.592
EDWARDS |  |  | JALX11 | Explosion proof outlet body with cover (1/2" thread hubs back, four sides and cover) - Killark model |  | 5121.99 | - | 7682.985 | 6658.587 | 6658.587 | 6146.388 | 5890.2885 | 5634.189
EDWARDS |  |  | MPSR1-D45WX-GE | Manual Station, Explosionproof. Listed for Class I Div. 1 & 2, Groups C & D; Class II Div. 1 & 2, Groups E, F & G; Class III; NEMA 7C,D; NEMA 9E,F,G |  | 31592.45 | - | 47388.675 | 41070.185 | 41070.185 | 37910.94 | 36331.3175 | 34751.695
EDWARDS |  |  | MPSR-LP | Fire Alarm Manual Station Dual Action level for MPSR1-D45WX-GE, English |  | 1352.21 | - | 2028.315 | 1757.873 | 1757.873 | 1622.652 | 1555.0415 | 1487.431
EDWARDS |  |  | 116DEGEX-FJ | Edwards' 116 Class Genesis Explosionproof fire alarm strobe, Class I, Division 1 and 2 explosion proof and hazardous location applications. |  | 25958.26 | - | 38937.39 | 33745.738 | 33745.738 | 31149.912 | 29851.999 | 28554.086
EDWARDS |  |  | 116EX-B | Strobe Accessory, Wall Elbow Bracket |  | 7059.04 | - | 10588.56 | 9176.752 | 9176.752 | 8470.848 | 8117.896 | 7764.944
EDWARDS |  |  | 116EX-C | Strobe Accessory, Wall/Ceiling Mount Box |  | 8996.08 | - | 13494.12 | 11694.904 | 11694.904 | 10795.296 | 10345.492 | 9895.688
EDWARDS |  |  | 116EX-P | Bracket for 116DEX, Pendant Mount |  | 7357.04 | - | 11035.56 | 9564.152 | 9564.152 | 8828.448 | 8460.596 | 8092.744
EDWARDS |  |  | 5533MD-AW | Adaptatone Hazardous Location Diode Polarized Multiple Tone Industrial Signal Gray 20VDC, 0.44A; 24VDC, 0.44A |  | 57956.64 | - | 86934.96 | 75343.632 | 75343.632 | 69547.968 | 66650.136 | 63752.304
EDWARDS |  |  | 3-ZA20B | 20-watt Zoned Amplifier, 25 or 70 Vrms, Class B |  | 23397.26 | - | 35095.89 | 30416.438 | 30416.438 | 28076.712 | 26906.849 | 25736.986
EDWARDS |  |  | 3-ASU/FT | Audio Source Unit with mounting Chassis, Microphone, Paging Controls and Firephone |  | 110204.8 | - | 165307.2 | 143266.24 | 143266.24 | 132245.76 | 126735.52 | 121225.28
EDWARDS |  |  | AD68-0100 | Kidde Alarmline Digital cable 68°C |  | 54691.62 | - | 82037.43 | 71099.106 | 71099.106 | 65629.944 | 62895.363 | 60160.782
EDWARDS |  |  | SSM-6-24 | CONVENTIONAL BELL |  | 2331 | - | 3496.5 | 3030.3 | 3030.3 | 2797.2 | 2680.65 | 2564.1
EDWARDS |  |  | 30-3013A1N12A | Edwards Signaling 30-3013A1N12A Smoke Detector, Explosion Proof, 3 4 NPT, Non Latching |  | 950897.38 | - | 1426346.07 | 1236166.594 | 1236166.594 | 1141076.856 | 1093531.987 | 1045987.118
EDWARDS |  |  | IO1000G-2 | Four Loop System with One 250-Point Loop |  | 91248.34 | - | 136872.51 | 118622.842 | 118622.842 | 109498.008 | 104935.591 | 100373.174
NOTIFIER | Addressable | Detector | FSP-951 + B501 | Notifier Addressable Smoke Detector with B501 Base |  | 3790 | - | 5685 | 4927 | 4927 | 4548 | 4358.5 | 4169
NOTIFIER | Addressable | Detector | FSP-951 + B501/W | Notifier Addressable Heat Detector |  | 3360 | - | 5040 | 4368 | 4368 | 4032 | 3864 | 3696
NOTIFIER | Addressable | Detector | FSP-951 + B501BH-3 | Notifier Addressable Smoke Detector with Sounder Base |  | 7864.5 | - | 11796.75 | 10223.85 | 10223.85 | 9437.4 | 9044.175 | 8650.95
NOTIFIER | Addressable | Detector | B501/W | Notifier Addressable Base |  | 357 | - | 535.5 | 464.1 | 464.1 | 428.4 | 410.55 | 392.7
NOTIFIER | Addressable | Detector | FST-951 + B501 | Notifier Addressble Heat with B501 Base |  | 4110 | - | 6165 | 5343 | 5343 | 4932 | 4726.5 | 4521
NOTIFIER | Addressable | Detector | B501 | Notifier Addressable Standard base |  | 490 | - | 735 | 637 | 637 | 588 | 563.5 | 539
NOTIFIER | Addressable | Detector | FSL-851+B501 | Notifier Addressable Laser Smoke detector with base |  | 21000 | - | 31500 | 27300 | 27300 | 25200 | 24150 | 23100
NOTIFIER | Addressable | Panel | NFS-320E | Notifier 1 loop Addressable Panel |  | 141750 | - | 212625 | 184275 | 184275 | 170100 | 163012.5 | 155925
NOTIFIER | Addressable | Panel | NFS-3030 | Notifier Add. Fire Alarm Control Panel |  | 570000 | - | 855000 | 741000 | 741000 | 684000 | 655500 | 627000
NOTIFIER | Addressable | Panel | NFS-640 | Notifier Addressable 2 Loops w/o Tel & Voice Evac System |  | 350000 | - | 525000 | 455000 | 455000 | 420000 | 402500 | 385000
NOTIFIER | Addressable | Panel | NFS2-640E | Notifier Addressable 2 Loops w/o Tel & Voice Evac System |  | 301350 | - | 452025 | 391755 | 391755 | 361620 | 346552.5 | 331485
NOTIFIER | Addressable | Panel | NFS-640 | Notifier Addressable 1 Loop w/o Tel & Voice Evac System |  | 220720 | - | 331080 | 286936 | 286936 | 264864 | 253828 | 242792
NOTIFIER | Addressable | Panel | NFS-640E | Notifier Addressable 1 Loop w/o Tel and Voice Evac |  | 287000 | - | 430500 | 373100 | 373100 | 344400 | 330050 | 315700
NOTIFIER | Addressable | Panel | NFS2-640E | Notifier Addressable 1 Loop w/o Tel and Voice Evac |  | 243345 | - | 365017.5 | 316348.5 | 316348.5 | 292014 | 279846.75 | 267679.5
NOTIFIER | Addressable | Panel | NFS2-3030 | Notifier 15 Loops Addressble Panel |  | 1950000 | - | 2925000 | 2535000 | 2535000 | 2340000 | 2242500 | 2145000
NOTIFIER | Addressable | Panel | NFS-2-3030E | Notifier Addressable 4 loops Panel w/ voice evac |  | 1102500 | - | 1653750 | 1433250 | 1433250 | 1323000 | 1267875 | 1212750
NOTIFIER | Addressable | Panel | NFS2-3030E | Notifier Addressable 4 loops Panel w/o tel, voice evac, and annunciator |  | 350000 | - | 525000 | 455000 | 455000 | 420000 | 402500 | 385000
NOTIFIER | Addressable |  | ISO-X | Notifier Addressable Isolator |  | 4500 | - | 6750 | 5850 | 5850 | 5400 | 5175 | 4950
NOTIFIER | Addressable |  | LCD2-80 | Notifier Addressable Annunciator |  | 62559 | - | 93838.5 | 81326.7 | 81326.7 | 75070.8 | 71942.85 | 68814.9
NOTIFIER | Addressable |  | NBG-12LX | Notifier Addressable Manual Pull Station |  | 5617.5 | - | 8426.25 | 7302.75 | 7302.75 | 6741 | 6460.125 | 6179.25
NOTIFIER | Addressable |  | SS-OSY | Notifier Addressable Supervisory Switch |  | 7350 | - | 11025 | 9555 | 9555 | 8820 | 8452.5 | 8085
NOTIFIER | Addressable |  | DNR+DST3+FSP-951 | Notifier Addressable Duct Smoke Detector |  | 20253.45 | - | 30380.175 | 26329.485 | 26329.485 | 24304.14 | 23291.4675 | 22278.795
NOTIFIER | Addressable |  | FSI-851 | Notifier Addressable Ionization Smoke Detector |  | 21000 | - | 31500 | 27300 | 27300 | 25200 | 24150 | 23100
NOTIFIER | Addressable |  | PSE-6(C)(E) | Notifier Addressable Remote Power Supply |  | 42000 | - | 63000 | 54600 | 54600 | 50400 | 48300 | 46200
NOTIFIER | Addressable |  | FDRM-1 | Notifier Addressable Dual delay module |  | 8302.5 | - | 12453.75 | 10793.25 | 10793.25 | 9963 | 9547.875 | 9132.75
NOTIFIER | Addressable |  | FRM-1 | Notifier Addressable Relay Module |  | 4074 | - | 6111 | 5296.2 | 5296.2 | 4888.8 | 4685.1 | 4481.4
NOTIFIER | Addressable |  | FMM-101 | Notifier Addressable Miniature monitor module |  | 2236.5 | - | 3354.75 | 2907.45 | 2907.45 | 2683.8 | 2571.975 | 2460.15
NOTIFIER | Addressable |  | FCM-1 | Notifier Addressable Supervised Control Modules |  | 3790.5 | - | 5685.75 | 4927.65 | 4927.65 | 4548.6 | 4359.075 | 4169.55
NOTIFIER | Addressable |  | SP-SR | Notifier Addressable Speaker Strobe |  | 7927.5 | - | 11891.25 | 10305.75 | 10305.75 | 9513 | 9116.625 | 8720.25
NOTIFIER | Addressable |  | LDM32 | Notifier Addressable Lamp Driver Module with 32 Alarm Lamp-Driver Transistors. |  | 29610 | - | 44415 | 38493 | 38493 | 35532 | 34051.5 | 32571
NOTIFIER | Addressable |  | LDMR-32 | Relay moduleNotifier Addressable |  | 41780 | - | 62670 | 54314 | 54314 | 50136 | 48047 | 45958
NOTIFIER | Conventional |  | RP2001-E | Notifier Conventional 6-zone FACP for single and dual hazard deluge and preaction applications |  | 105000 | - | 157500 | 136500 | 136500 | 126000 | 120750 | 115500
NOTIFIER | Conventional |  | RP2002-E | Notifier Conventional 6-zone FACP for single and dual hazard agent releasing applications |  | 97500 | - | 146250 | 126750 | 126750 | 117000 | 112125 | 107250
NOTIFIER | Addressable |  | FS-OSI-RI | Intelligent Single-ended Reflective Imaging Beam Smoke Detector |  | 104905.5 | - | 157358.25 | 136377.15 | 136377.15 | 125886.6 | 120641.325 | 115396.05
NOTIFIER | Addressable |  | FCPS-A24S8 | 7Amp Power Supply |  | 48000 | - | 72000 | 62400 | 62400 | 57600 | 55200 | 52800
NOTIFIER | Addressable |  | LCD2-160 | Mimic Panel character Annunciator |  | 105000 | - | 157500 | 136500 | 136500 | 126000 | 120750 | 115500
NOTIFIER | Addressable |  | LCD-160+ABS 2D | LCD-160+ABS 2D |  | 75000 | - | 112500 | 97500 | 97500 | 90000 | 86250 | 82500
NOTIFIER | Addressable |  | LEM-320 | Loop Expander Module |  | 68000 | - | 102000 | 88400 | 88400 | 81600 | 78200 | 74800
NOTIFIER | Addressable |  | CPU-640e | Board |  | 172500 | - | 258750 | 224250 | 224250 | 207000 | 198375 | 189750
NOTIFIER | Addressable |  |  | Flame Detector |  | 255000 | - | 382500 | 331500 | 331500 | 306000 | 293250 | 280500
NOTIFIER | Addressable |  | MPS 24A | Power Supply |  | 70500 | - | 105750 | 91650 | 91650 | 84600 | 81075 | 77550
NOTIFIER | Addressable |  | ACM-32A | Annunciator Control Module |  | 42412.5 | - | 63618.75 | 55136.25 | 55136.25 | 50895 | 48774.375 | 46653.75
NOTIFIER | Addressable |  | ACM16AT | Annunciator Control Module-16AT contains 16 red Alarm and 16 yellow Trouble LEDs, 16 momentary touch-pad switches |  | 56520 | - | 84780 | 73476 | 73476 | 67824 | 64998 | 62172
NOTIFIER | Addressable |  | ABS-1TB | attractive surface-mount backbox for mounting one ACS Series Annunciator |  | 10485 | - | 15727.5 | 13630.5 | 13630.5 | 12582 | 12057.75 | 11533.5
NOTIFIER | Addressable |  | CPU-3030D | Intelligent Addressalbe Control Panel W/Display |  | 230385 | - | 345577.5 | 299500.5 | 299500.5 | 276462 | 264942.75 | 253423.5
NOTIFIER | Addressable |  | FTM | Firemans Telephone Module |  | 13102.5 | - | 19653.75 | 17033.25 | 17033.25 | 15723 | 15067.875 | 14412.75
NOTIFIER | Addressable |  | FCPS | FCPS-24S8-7AH w/Battery Charger |  | 52500 | - | 78750 | 68250 | 68250 | 63000 | 60375 | 57750
NOTIFIER | Addressable |  | FDU80 | compact, cost-effective, 80-character, backlit LCD remote Fire Annunciator for use with the NOTIFIER FireWarden-100-2 |  | 70500 | - | 105750 | 91650 | 91650 | 84600 | 81075 | 77550
NOTIFIER | Addressable |  | LCD2-80 | Mimic Panel LCD Annunciator |  | 66460 | - | 99690 | 86398 | 86398 | 79752 | 76429 | 73106
NOTIFIER | Addressable |  | NCA-2 | Notifier Control Annunciator ( for Control & Monitoring) |  | 90920 | - | 136380 | 118196 | 118196 | 109104 | 104558 | 100012
NOTIFIER | Addressable |  | LCD-160 | Mimic Panel LCD Annunciator |  | 62695.5 | - | 94043.25 | 81504.15 | 81504.15 | 75234.6 | 72099.825 | 68965.05
NOTIFIER | Addressable |  | NCM-W | Notifier Control Module Wired |  | 51240 | - | 76860 | 66612 | 66612 | 61488 | 58926 | 56364
NOTIFIER | Addressable |  | NCM-F | Network Communication Module |  | 44037 | - | 66055.5 | 57248.1 | 57248.1 | 52844.4 | 50642.55 | 48440.7
NOTIFIER | Addressable |  | SPSRL | Speaker Strobe, Indoor, 25/70 Volt Speaker Wall mounted |  | 6174 | - | 9261 | 8026.2 | 8026.2 | 7408.8 | 7100.1 | 6791.4
NOTIFIER | Addressable |  | FHS | Fireman's Telephone Handset |  | 12348 | - | 18522 | 16052.4 | 16052.4 | 14817.6 | 14200.2 | 13582.8
NOTIFIER | Addressable |  | FPJ | Fireman's Phone Jack |  | 1585 | - | 2377.5 | 2060.5 | 2060.5 | 1902 | 1822.75 | 1743.5
NOTIFIER | Conventional |  | B401/W | Conventional Base |  | 305 | - | 457.5 | 396.5 | 396.5 | 366 | 350.75 | 335.5
NOTIFIER | Conventional |  | 5601P | Conventional Heat detector 5601p |  | 798 | - | 1197 | 1037.4 | 1037.4 | 957.6 | 917.7 | 877.8
NOTIFIER | Conventional | wizmart Brand | NB758S--2L | Conventional photoelectric smoke detector w/ base |  | 836 | - | 1254 | 1086.8 | 1086.8 | 1003.2 | 961.4 | 919.6
NOTIFIER | Conventional |  | SFP-2402E | 2 Zones Conventional Fire Alarm Control Panel |  | 36214.5 | - | 54321.75 | 47078.85 | 47078.85 | 43457.4 | 41646.675 | 39835.95
NOTIFIER | Conventional |  | SFP-2404E | 4 Zones Conventional Fire Alarm Control Panel |  | 38461.5 | - | 57692.25 | 49999.95 | 49999.95 | 46153.8 | 44230.725 | 42307.65
NOTIFIER | Conventional |  | SFP-5UDE | 5 Zones Conventional Fire Alarm Control Panel |  | 76000 | - | 114000 | 98800 | 98800 | 91200 | 87400 | 83600
NOTIFIER | Conventional |  | SFP-10UDE | 10 Zones Conventional Fire Alarm Control Panel |  | 64543.5 | - | 96815.25 | 83906.55 | 83906.55 | 77452.2 | 74225.025 | 70997.85
NOTIFIER | Conventional |  | D2 + DST3+Wizmart | Conventional duct detector |  | 19236 | - | 28854 | 25006.8 | 25006.8 | 23083.2 | 22121.4 | 21159.6
NOTIFIER | Conventional |  | ACM-8R | ANNUNCIATOR RELAY MODULE |  | 18468 | - | 27702 | 24008.4 | 24008.4 | 22161.6 | 21238.2 | 20314.8
NOTIFIER | Conventional |  | SFP-400 | FIRELITE 4 ZONES |  | 48900 | - | 73350 | 63570 | 63570 | 58680 | 56235 | 53790
NOTIFIER | Conventional |  | SFP-10UDE | 10 ZONE PANEL |  | 64544 | - | 96816 | 83907.2 | 83907.2 | 77452.8 | 74225.6 | 70998.4
NOTIFIER | Conventional |  | SFP-2404E | 4 ZONE PANEL |  | 38462 | - | 57693 | 50000.6 | 50000.6 | 46154.4 | 44231.3 | 42308.2
NOTIFIER | Conventional |  | SFP-2402E | 2 ZONE PANEL |  | 36215 | - | 54322.5 | 47079.5 | 47079.5 | 43458 | 41647.25 | 39836.5
NOTIFIER | Conventional |  | NBG-12 | Conventional Manual Pull Station |  | 1795.5 | - | 2693.25 | 2334.15 | 2334.15 | 2154.6 | 2064.825 | 1975.05
NOTIFIER | Conventional |  | NBG-12LOB | Dual-action Pull Station with key lock, for outdoor applications. Non-coded, non-addressable. For use with conventional FACPs. |  | 7810 | - | 11715 | 10153 | 10153 | 9372 | 8981.5 | 8591
NOTIFIER | Conventional |  | SSM24-6 | SSM24-6 Convntionl Alarm Bell 6" System Sensor |  | 2268 | - | 3402 | 2948.4 | 2948.4 | 2721.6 | 2608.2 | 2494.8
NOTIFIER | Conventional | System Sensor | SRL | Strobe Light |  | 4980 | - | 7470 | 6474 | 6474 | 5976 | 5727 | 5478
NOTIFIER | Conventional | System Sensor | P2RLED | System Sensor P2R Horn Strobe Conv. wall mounted |  | 3654 | - | 5481 | 4750.2 | 4750.2 | 4384.8 | 4202.1 | 4019.4
NOTIFIER | Conventional | System Sensor | P2RK | Horn Strobe, 2-wire, Standard-candela, Outdoor, Wall Mount, with Backbox, Red |  | 7030 | - | 10545 | 9139 | 9139 | 8436 | 8084.5 | 7733
NOTIFIER | Conventional |  | FZM-1 | Monitor Module |  | 3370.5 | - | 5055.75 | 4381.65 | 4381.65 | 4044.6 | 3876.075 | 3707.55
NOTIFIER | Conventional |  | 4XZM | Driver for Module for Directory Pipe Annunciator 4zones only |  | 7350 | - | 11025 | 9555 | 9555 | 8820 | 8452.5 | 8085
NOTIFIER |  |  | NFC-50/100E | First Command Emergency Communication System |  | 93000 | - | 139500 | 120900 | 120900 | 111600 | 106950 | 102300
NOTIFIER | Conventional |  | RP-2001(E) | Six-zone, 24 volt Deluge-Preaction Control Panel for single and dual hazard deluge and preaction applications but allows connection to 240 VAC. |  | 79500 | - | 119250 | 103350 | 103350 | 95400 | 91425 | 87450
NOTIFIER |  |  | NCD | Network control display |  | 160440 | - | 240660 | 208572 | 208572 | 192528 | 184506 | 176484
NOTIFIER |  |  | ABS-TD | Back box |  | 36960 | - | 55440 | 48048 | 48048 | 44352 | 42504 | 40656
NOTIFIER |  |  | FABRI-LCDANNUN | SPECIAL FABRICATED LED ANNUNCIATOR, DIRECTORY TYPE |  | 13200 | - | 19800 | 17160 | 17160 | 15840 | 15180 | 14520
NOTIFIER |  |  | LCM-320 | LOOP CONTROL MODULE. EACH LCM MAY BE EXPANDED TO TWO LOOPS BY ADDING A LEM-320. NFS2-3030 AND NFS-3030 ONLY |  | 77410 | - | 116115 | 100633 | 100633 | 92892 | 89021.5 | 85151
NOTIFIER |  | Accessories | - | Back-up battery for panel |  | 3500 | - | 5250 | 4550 | 4550 | 4200 | 4025 | 3850
NOTIFIER |  | Accessories | - | External Power Supply 8A |  | 53000 | - | 79500 | 68900 | 68900 | 63600 | 60950 | 58300
SIMPLEX | Conventional |  | 4098-9788 | 2-WIRE DET REM LED BASE |  | 976 | - | 1464 | 1268.8 | 1268.8 | 1171.2 | 1122.4 | 1073.6
SIMPLEX | Conventional |  | 4098-9789E | SENSOR BASE W/LED OUTPUT |  | 2229 | - | 3343.5 | 2897.7 | 2897.7 | 2674.8 | 2563.35 | 2451.9
SIMPLEX |  |  | 4098-9789 | LIFE ALARM SENS BASE W/ LED OUT |  | 2122 | - | 3183 | 2758.6 | 2758.6 | 2546.4 | 2440.3 | 2334.2
SIMPLEX |  |  | 4098-9789EA | ID NET ADDRESSABLE BASE AUSTRALIA |  | 2907 | - | 4360.5 | 3779.1 | 3779.1 | 3488.4 | 3343.05 | 3197.7
SIMPLEX | Conventional |  | 2099-9754 | PULL STATION S/A, IN/O0 |  | 2750 | - | 4125 | 3575 | 3575 | 3300 | 3162.5 | 3025
SIMPLEX | Conventional |  | 2099-9103 | PULL STATION BREAK GLASS IN/O |  | 3703 | - | 5554.5 | 4813.9 | 4813.9 | 4443.6 | 4258.45 | 4073.3
SIMPLEX | Conventional |  | 2084-9001 | REMOTE PHONE JACK |  | 1973 | - | 2959.5 | 2564.9 | 2564.9 | 2367.6 | 2268.95 | 2170.3
SIMPLEX | Conventional |  | 2084-9014 | PLUGGABLE PHONE W/5FT CABLE |  | 12550 | - | 18825 | 16315 | 16315 | 15060 | 14432.5 | 13805
SIMPLEX | Conventional |  | 4901-9820 | HORN 24VDC RED NON-ADDRESSABL |  | 3311 | - | 4966.5 | 4304.3 | 4304.3 | 3973.2 | 3807.65 | 3642.1
SIMPLEX | Conventional |  | 4902-9716 | SPEAKER 25V/70VRMS RED TRUEALE |  | 3305 | - | 4957.5 | 4296.5 | 4296.5 | 3966 | 3800.75 | 3635.5
SIMPLEX | Conventional |  | 4906-9127 | A/V M-C NON-ADDRESS, RED, WALL | COMPATIBLE WITH 4007ES HYBRID PANEL | 4694 | - | 7041 | 6102.2 | 6102.2 | 5632.8 | 5398.1 | 5163.4
SIMPLEX | Conventional |  | 4906-9129 | A/V M-C NON-ADDRESS, WHT, WALL | ALTERNATIVE FOR 4906-9127 | 4680 | - | 7020 | 6084 | 6084 | 5616 | 5382 | 5148
SIMPLEX | Conventional |  | 4906-9101 | V/O M-C NON-ADDRESS, RED, WALL |  | 3436 | - | 5154 | 4466.8 | 4466.8 | 4123.2 | 3951.4 | 3779.6
SIMPLEX | Conventional |  | 4906-9151 | S/V M-C NON-ADDRESS, RED, WALL |  | 6148 | - | 9222 | 7992.4 | 7992.4 | 7377.6 | 7070.2 | 6762.8
SIMPLEX | Conventional |  | 4906-9154 | S/V MC NON-ADDR WHT CEIL UL |  | 7057 | - | 10585.5 | 9174.1 | 9174.1 | 8468.4 | 8115.55 | 7762.7
SIMPLEX | Conventional |  | 4007-9801 | ZONE-RELAY MODULE |  | 14601 | - | 21901.5 | 18981.3 | 18981.3 | 17521.2 | 16791.15 | 16061.1
SIMPLEX | Conventional |  | 4007-9802 | 25V REGULATOR MODULE |  | 40795 | - | 61192.5 | 53033.5 | 53033.5 | 48954 | 46914.25 | 44874.5
SIMPLEX | Conventional |  | 4007-9803 | IDNET+ LOOP EXPANSION MODULE |  | 8884 | - | 13326 | 11549.2 | 11549.2 | 10660.8 | 10216.6 | 9772.4
SIMPLEX | Conventional |  | 4606-9202 | 4007ES COLOR LCD ANNUN, RED | COMPATIBLE WITH 4007ES HYBRID PANEL | 41115 | - | 61672.5 | 53449.5 | 53449.5 | 49338 | 47282.25 | 45226.5
SIMPLEX | Conventional |  | 4099-9005 | STATION-LED, DA BREAKGLAS ADDR |  | 5072 | - | 7608 | 6593.6 | 6593.6 | 6086.4 | 5832.8 | 5579.2
SIMPLEX | Conventional |  | 5000-103 | F-5000 BEAM DETECTOR SYSTEM |  | 136609 | - | 204913.5 | 177591.7 | 177591.7 | 163930.8 | 157100.35 | 150269.9
SIMPLEX | Conventional | SIMPLEX | 516.900.201 | Conv. Smoke Detector Head, 721P | NEW MODEL: 700 SERIES | 2109 | - | 3163.5 | 2741.7 | 2741.7 | 2530.8 | 2425.35 | 2319.9
SIMPLEX | Conventional |  | 516.900.202 | 721ph Optical Heat Detector UL |  | 2108 | - | 3162 | 2740.4 | 2740.4 | 2529.6 | 2424.2 | 2318.8
SIMPLEX | Conventional |  | 4007-9101 | 4007ES HYBRID FIRE ALARM CONTROL PANEL w/ Back-up Batteries, RED (max. 250points) |  | 115282 | - | 172923 | 149866.6 | 149866.6 | 138338.4 | 132574.3 | 126810.2
SIMPLEX | Addressable |  | 4007-9201 | 4007ES FULLY ADDRESSABLE FIRE ALARM CONTROL PANEL w/ Back-up Batteries, IDNAC, RED |  | 107837 | - | 161755.5 | 140188.1 | 140188.1 | 129404.4 | 124012.55 | 118620.7
SIMPLEX | Conventional |  | 4010-9701 | 4010ES FACP 240V RED | IDNAC | 211810 | - | 317715 | 275353 | 275353 | 254172 | 243581.5 | 232991
SIMPLEX | Conventional |  | 4006-9803 | EXPANSION RELAY MODULE ADDRESS | 4008-9802 | 12380 | - | 18570 | 16094 | 16094 | 14856 | 14237 | 13618
SIMPLEX | Conventional |  | 4010-9817 | MODULAR NETWORK CARD FOR 4010 |  | 33017 | - | 49525.5 | 42922.1 | 42922.1 | 39620.4 | 37969.55 | 36318.7
SIMPLEX | Conventional |  | 4010-9818 | WIRED NETWORK MEDIA CARD | 4120 rs485 media card | 13795 | - | 20692.5 | 17933.5 | 17933.5 | 16554 | 15864.25 | 15174.5
SIMPLEX | Conventional |  | 4010-9823 | EXPANSION POWER SUPPLY 240V |  | 50877 | - | 76315.5 | 66140.1 | 66140.1 | 61052.4 | 58508.55 | 55964.7
SIMPLEX | Conventional |  | 4606-9101 | REMOTE LCD ANNUNCIATOR |  | 34480 | - | 51720 | 44824 | 44824 | 41376 | 39652 | 37928
SIMPLEX | Conventional |  | 4610-9111 | REMOTE LED SWITCH ANNUNCIATOR |  | 32924 | - | 49386 | 42801.2 | 42801.2 | 39508.8 | 37862.6 | 36216.4
SIMPLEX | Conventional |  | 4603-9101 | LCD ANNUNCIATOR |  | 35281 | - | 52921.5 | 45865.3 | 45865.3 | 42337.2 | 40573.15 | 38809.1
SIMPLEX | Conventional |  | 4603-9111 | 6 GANG ALUM TRIM PLATE |  | 6594 | - | 9891 | 8572.2 | 8572.2 | 7912.8 | 7583.1 | 7253.4
SIMPLEX | Conventional |  | 2975-9217 | SURFACE MOUNT BOX 4606 ANNUN |  | 8877 | - | 13315.5 | 11540.1 | 11540.1 | 10652.4 | 10208.55 | 9764.7
SIMPLEX | Addressable |  | 4098-9714 | SSD PHOTO SENSOR |  | 2115 | - | 3172.5 | 2749.5 | 2749.5 | 2538 | 2432.25 | 2326.5
SIMPLEX | Addressable |  | 4098-9764 | ANALOG PHOTO SENSOR WITH HEAT | 4098-9754 change model into 4098-9764 | 3004 | - | 4506 | 3905.2 | 3905.2 | 3604.8 | 3454.6 | 3304.4
SIMPLEX | Addressable |  | 4098-9733 | HEAT SENSOR |  | 3855.36 | - | 5783.04 | 5011.968 | 5011.968 | 4626.432 | 4433.664 | 4240.896
SIMPLEX | Addressable |  | 4098-9733E | HEAT SENSOR HUMID ENV |  | 1833 | - | 2749.5 | 2382.9 | 2382.9 | 2199.6 | 2107.95 | 2016.3
SIMPLEX | Addressable |  | 4098-9791E | SENSOR BASE W/RELAY OUTPUT |  | 3167 | - | 4750.5 | 4117.1 | 4117.1 | 3800.4 | 3642.05 | 3483.7
SIMPLEX | Addressable |  | 4098-9792 | SENSOR BASE |  | 2424 | - | 3636 | 3151.2 | 3151.2 | 2908.8 | 2787.6 | 2666.4
SIMPLEX | Addressable |  | 4098-9792E | SENSOR BASE "E" |  | 2505 | - | 3757.5 | 3256.5 | 3256.5 | 3006 | 2880.75 | 2755.5
SIMPLEX | Addressable |  | 4098-9793 | SENSOR BASE W/ISOLATOR |  | 4493 | - | 6739.5 | 5840.9 | 5840.9 | 5391.6 | 5166.95 | 4942.3
SIMPLEX | Addressable |  | 4098-9794 | SOUNDER BASE |  | 4418 | - | 6627 | 5743.4 | 5743.4 | 5301.6 | 5080.7 | 4859.8
SIMPLEX | Addressable |  | 4099-9004 | MAPNET II SINGLE ACTION MANUAL STATION | replacement for the Simplex 4099-9001. | 4163 | - | 6244.5 | 5411.9 | 5411.9 | 4995.6 | 4787.45 | 4579.3
SIMPLEX | Addressable |  | 4099-9006 | STATION-LED, DA PUSH ADDR |  | 4225 | - | 6337.5 | 5492.5 | 5492.5 | 5070 | 4858.75 | 4647.5
SIMPLEX | Addressable |  | 4090-9001 | IAM SUPERVISED IDNET |  | 2481 | - | 3721.5 | 3225.3 | 3225.3 | 2977.2 | 2853.15 | 2729.1
SIMPLEX | Addressable |  | 4090-9005 | IDNET RELEASE PERIPHERAL |  | 16338 | - | 24507 | 21239.4 | 21239.4 | 19605.6 | 18788.7 | 17971.8
SIMPLEX | Addressable |  | 4090-9121 | SECURITY MONITOR IAM |  | 3264 | - | 4896 | 4243.2 | 4243.2 | 3916.8 | 3753.6 | 3590.4
SIMPLEX | Addressable |  | 4090-9002 | IAM RELAY, IDNET |  | 3700 | - | 5550 | 4810 | 4810 | 4440 | 4255 | 4070
SIMPLEX | Addressable |  | 4090-9007 | 4008 ADDRESSABLE SIGNAL IAM (Signal Circuit) |  | 6006 | - | 9009 | 7807.8 | 7807.8 | 7207.2 | 6906.9 | 6606.6
SIMPLEX | Addressable |  | 4090-9101 | ZAM CLASS B MONITOR, IDNET |  | 4057 | - | 6085.5 | 5274.1 | 5274.1 | 4868.4 | 4665.55 | 4462.7
SIMPLEX | Addressable |  | 4090-9116 | ADDRESSABLE IDNET 2 ISOLATOR |  | 4404 | - | 6606 | 5725.2 | 5725.2 | 5284.8 | 5064.6 | 4844.4
SIMPLEX | Addressable |  | 4090-9118 | RLY IDNET 2 IAM W/T SENSE |  | 3960 | - | 5940 | 5148 | 5148 | 4752 | 4554 | 4356
SIMPLEX | Addressable |  | 4906-9251 | MC TRUEALERT S/V WALL MT RED |  | 8617 | - | 12925.5 | 11202.1 | 11202.1 | 10340.4 | 9909.55 | 9478.7
SIMPLEX | Addressable |  | 4906-9253 | MC TRUEALERT S/V WALL MT WHITE |  | 8613 | - | 12919.5 | 11196.9 | 11196.9 | 10335.6 | 9904.95 | 9474.3
SIMPLEX | Addressable |  | 49AV-WRF | AV, WALL RED FIRE |  | 7220 | - | 10830 | 9386 | 9386 | 8664 | 8303 | 7942
SIMPLEX | Addressable |  | 4100-7158 | 4100ES MSTR CTLR UPGD NO DSPLY |  | 69570 | - | 104355 | 90441 | 90441 | 83484 | 80005.5 | 76527
SIMPLEX | Addressable |  | 4100-3109 | IDNET2 250PT 2 LOOP MODULE |  | 20672 | - | 31008 | 26873.6 | 26873.6 | 24806.4 | 23772.8 | 22739.2
SIMPLEX | Addressable |  | 4190-5065 | TSW FEATURE UPGRADE |  | 308201 | - | 462301.5 | 400661.3 | 400661.3 | 369841.2 | 354431.15 | 339021.1
SIMPLEX | Addressable |  | 4100-1270 | MASTER TELEPHONE, 3 NACS |  | 52178 | - | 78267 | 67831.4 | 67831.4 | 62613.6 | 60004.7 | 57395.8
SIMPLEX | Addressable |  | 2975-9445 | 2 BAY BB/GDOOR/DRESS PNL PLAT |  | 73897 | - | 110845.5 | 96066.1 | 96066.1 | 88676.4 | 84981.55 | 81286.7
SIMPLEX | Addressable |  | 4100-2320 | AUDIO EXPANSION BAY |  | 1252 | - | 1878 | 1627.6 | 1627.6 | 1502.4 | 1439.8 | 1377.2
SIMPLEX | Addressable |  | 4100-2300 | EXPANSION BAY (PHASE 10 ONLY) |  | 29079 | - | 43618.5 | 37802.7 | 37802.7 | 34894.8 | 33440.85 | 31986.9
SIMPLEX | Addressable |  | 8566-719 | 4100ES MASTER CONTROLLER BD |  | 73726 | - | 110589 | 95843.8 | 95843.8 | 88471.2 | 84784.9 | 81098.6
SIMPLEX | Addressable |  | 4190-9829 | PCI MODULAR NTWRK INTRFCE CARD |  | 123478 | - | 185217 | 160521.4 | 160521.4 | 148173.6 | 141999.7 | 135825.8
SIMPLEX | Addressable |  | 4190-9822 | PCI WIRED MEDIA CARD |  | 18789 | - | 28183.5 | 24425.7 | 24425.7 | 22546.8 | 21607.35 | 20667.9
SIMPLEX | Addressable |  | 4190-8603 | TSW SOFTWARE ONLY |  | 813384 | - | 1220076 | 1057399.2 | 1057399.2 | 976060.8 | 935391.6 | 894722.4
SIMPLEX | Addressable |  | 4100-3102 | MAPNET MODULE, UP TO 127 PTS |  | 40479 | - | 60718.5 | 52622.7 | 52622.7 | 48574.8 | 46550.85 | 44526.9
SIMPLEX | Addressable |  | 2099-9804 | BREAKROD |  | 140 | - | 210 | 182 | 182 | 168 | 161 | 154
SIMPLEX | Addressable |  | 2081-9028 | ISOLATED LOOP CIRCUIT PROTECTR |  | 5050 | - | 7575 | 6565 | 6565 | 6060 | 5807.5 | 5555
SIMPLEX | Addressable |  | 4100-5113 | SPS POWER, 3 NACS, 220/240V |  | 80004 | - | 120006 | 104005.2 | 104005.2 | 96004.8 | 92004.6 | 88004.4
SIMPLEX | Addressable |  | 4100-6056 | NETWORK MEDIA CARD WIRED |  | 12529 | - | 18793.5 | 16287.7 | 16287.7 | 15034.8 | 14408.35 | 13781.9
SIMPLEX | Addressable |  | 4100-6078 | NETWORK IFC CARD, MODULAR |  | 36396 | - | 54594 | 47314.8 | 47314.8 | 43675.2 | 41855.4 | 40035.6
SIMPLEX | Addressable |  | 4007-9810 | 4007ES MODULAR NIC |  | 34557 | - | 51835.5 | 44924.1 | 44924.1 | 41468.4 | 39740.55 | 38012.7
SIMPLEX | Addressable |  | 4007-9813 | WIRED NETWORK MEDIA CARD |  | 13795 | - | 20692.5 | 17933.5 | 17933.5 | 16554 | 15864.25 | 15174.5
SIMPLEX | Addressable |  | 4090-9120 | 6 POINT IDNET 2 I/O |  | 7484 | - | 11226 | 9729.2 | 9729.2 | 8980.8 | 8606.6 | 8232.4
SIMPLEX | Addressable |  | 4100-1279 | 2" BLANK DISPLAY MODULE |  | 867 | - | 1300.5 | 1127.1 | 1127.1 | 1040.4 | 997.05 | 953.7
SIMPLEX | Addressable |  | 4100-0635 | POWER DISTRIBUTION MODULE 220V |  | 9701 | - | 14551.5 | 12611.3 | 12611.3 | 11641.2 | 11156.15 | 10671.1
SIMPLEX | Addressable |  | 4100-0636 | BOX TO BOX HARNESS KIT |  | 4467 | - | 6700.5 | 5807.1 | 5807.1 | 5360.4 | 5137.05 | 4913.7
SIMPLEX | Addressable |  | 4100-1290 | 24 POINT I/O MODULE |  | 29417 | - | 44125.5 | 38242.1 | 38242.1 | 35300.4 | 33829.55 | 32358.7
SIMPLEX | Addressable |  | 4100-0638 | ADDITIONAL 24V HARNESS |  | 2441 | - | 3661.5 | 3173.3 | 3173.3 | 2929.2 | 2807.15 | 2685.1
SIMPLEX | Addressable |  | 4100-2303 | LEGACY CARD STABILIZER BRKT |  | 5581 | - | 8371.5 | 7255.3 | 7255.3 | 6697.2 | 6418.15 | 6139.1
SIMPLEX | Addressable |  | 4100-5128 | BATTERY DIST TERM MODULE |  | 5753 | - | 8629.5 | 7478.9 | 7478.9 | 6903.6 | 6615.95 | 6328.3
SIMPLEX | Addressable |  | 4100-1319 | 100W AMP,6NAC,220/30/40VAC,70V |  | 111454 | - | 167181 | 144890.2 | 144890.2 | 133744.8 | 128172.1 | 122599.4
SIMPLEX | Addressable |  | 4100-1255 | AUDIO IF 3-8 CHANNEL |  | 10258 | - | 15387 | 13335.4 | 13335.4 | 12309.6 | 11796.7 | 11283.8
SIMPLEX | Addressable |  | 4100-9620 | BASIC AUDIO W/MIKE-ANALOG |  | 107379 | - | 161068.5 | 139592.7 | 139592.7 | 128854.8 | 123485.85 | 118116.9
SIMPLEX | Addressable |  | 4100-1288 | 64/64 LED/SWITCH CONTROLLER |  | 17702 | - | 26553 | 23012.6 | 23012.6 | 21242.4 | 20357.3 | 19472.2
SIMPLEX | Addressable |  | 4100-1280 | 8 SWITCH, 8 RED LED MODULE |  | 11613 | - | 17419.5 | 15096.9 | 15096.9 | 13935.6 | 13354.95 | 12774.3
SIMPLEX | Addressable |  | 4100-6038 | DUAL RS-232 IF CARD |  | 36130 | - | 54195 | 46969 | 46969 | 43356 | 41549.5 | 39743
SIMPLEX | Addressable |  | 4100-0637 | AUDIO BOX TO BOX HARNESS KIT |  | 2741 | - | 4111.5 | 3563.3 | 3563.3 | 3289.2 | 3152.15 | 3015.1
SIMPLEX | Addressable |  | 4100-1294 | LED/SWITCH SLIDE-IN LABEL KIT |  | 6906 | - | 10359 | 8977.8 | 8977.8 | 8287.2 | 7941.9 | 7596.6
SIMPLEX | Addressable |  | 2975-9446 | 3 BAY BB/GDOOR/DRESS PNL PLAT |  | 88908 | - | 133362 | 115580.4 | 115580.4 | 106689.6 | 102244.2 | 97798.8
SIMPLEX | Addressable |  | 4100-5005 | ZONE MODULE, 8 IDC, CLASS B |  | 22876 | - | 34314 | 29738.8 | 29738.8 | 27451.2 | 26307.4 | 25163.6
SIMPLEX | Addressable |  | 4190-8406 | TRUESITE GRAPHIC ANNUNCIATOR |  | 206684 | - | 310026 | 268689.2 | 268689.2 | 248020.8 | 237686.6 | 227352.4
SIMPLEX | Addressable |  | 4190-8606 | TRUESITE GRAPHIC ANNUN SW ONLY |  | 69187 | - | 103780.5 | 89943.1 | 89943.1 | 83024.4 | 79565.05 | 76105.7
SIMPLEX | Addressable |  | 4190-8901 | 4190 SERIES AFTERMARKET ADDITN |  | 1478 | - | 2217 | 1921.4 | 1921.4 | 1773.6 | 1699.7 | 1625.8
SIMPLEX | Addressable |  | 4007-9102 | 4007ES HYBRID FIRE ALARM CONTROL PANEL w/ Back-up Batteries, PLATINUM |  | 115874 | - | 173811 | 150636.2 | 150636.2 | 139048.8 | 133255.1 | 127461.4
SIMPLEX | Addressable |  | 4007-9202 | 4007ES FULLY ADDRESSABLE FIRE ALARM CONTROL PANEL w/ Back-up Batteries, IDNAC, PLATINUM |  | 108428 | - | 162642 | 140956.4 | 140956.4 | 130113.6 | 124692.2 | 119270.8
SIMPLEX | Addressable |  | 4010-9929 | IDNET2+2 250POINT 4 LOOP MOD |  | 31870 | - | 47805 | 41431 | 41431 | 38244 | 36650.5 | 35057
SIMPLEX | Addressable |  | 742-342 | 4100U/ES SPS BD 120V |  | 49018 | - | 73527 | 63723.4 | 63723.4 | 58821.6 | 56370.7 | 53919.8
SIMPLEX | Addressable |  | 742-351 | 4100U/ES PDI BD |  | 13948 | - | 20922 | 18132.4 | 18132.4 | 16737.6 | 16040.2 | 15342.8
SIMPLEX | Addressable |  | 4090-9106 | ZAM CLASS A MONITOR, IDNET |  | 4263 | - | 6394.5 | 5541.9 | 5541.9 | 5115.6 | 4902.45 | 4689.3
SIMPLEX | Addressable |  | 4098-9402 | LIFEALARM HT DET 135 RR DIRECT |  | 5178 | - | 7767 | 6731.4 | 6731.4 | 6213.6 | 5954.7 | 5695.8
SIMPLEX | Addressable |  | 4904-9176 | V/O 24VDC 15CD RED VERT F/S |  |  | - | 0 | 0 | 0 | 0 | 0 | 0
SIMPLEX | Addressable |  | 4906-9128 | A/V M-C NON-ADDRESS, RED CEIL |  | 6401 | - | 9601.5 | 8321.3 | 8321.3 | 7681.2 | 7361.15 | 7041.1
SIMPLEX | Addressable |  | 4906-9254 | MC TA S/V CEILNG MT RND WHITE |  | 9100 | - | 13650 | 11830 | 11830 | 10920 | 10465 | 10010
SIMPLEX | Addressable |  | 4906-9104 | V/O M-C NON-ADDRESS, WHT, CEIL |  | 3973 | - | 5959.5 | 5164.9 | 5164.9 | 4767.6 | 4568.95 | 4370.3
SIMPLEX | Addressable |  | 49AO-WRF | AO, WALL RED FIRE |  | 4882 | - | 7323 | 6346.6 | 6346.6 | 5858.4 | 5614.3 | 5370.2
SIMPLEX | Addressable |  | 49VO-WRF | VO, WALL RED FIRE |  | 6246 | - | 9369 | 8119.8 | 8119.8 | 7495.2 | 7182.9 | 6870.6
SIMPLEX | Addressable |  | 49AV-WRF-BA | AV, WALL RED FIRE USA |  | 8100 | - | 12150 | 10530 | 10530 | 9720 | 9315 | 8910
SIMPLEX | Addressable |  | 4098-9019 | ADDRESS BEAM DETECTOR SYSTEM |  | 141921 | - | 212881.5 | 184497.3 | 184497.3 | 170305.2 | 163209.15 | 156113.1
SIMPLEX | Addressable |  | 4098-9855 | SAMPLING TUBE 24", PLASTIC |  | 698 | - | 1047 | 907.4 | 907.4 | 837.6 | 802.7 | 767.8
SIMPLEX | Addressable |  | 4098-9848 | 4098 SSD BASE DUST BOOT |  | 547 | - | 820.5 | 711.1 | 711.1 | 656.4 | 629.05 | 601.7
SIMPLEX | Addressable |  | 4007-9812 | DUAL RS232 MODULE |  | 36130 | - | 54195 | 46969 | 46969 | 43356 | 41549.5 | 39743
SIMPLEX | Addressable |  | 742-590 | 4100U/ES 2X40 IFC DOOR ASSY |  | 43249 | - | 64873.5 | 56223.7 | 56223.7 | 51898.8 | 49736.35 | 47573.9
SIMPLEX | Addressable |  | 4009-9301 | NAC EXTENDER, 240VAC, IDNET |  | 89271 | - | 133906.5 | 116052.3 | 116052.3 | 107125.2 | 102661.65 | 98198.1
SIMPLEX |  |  | 2081-9044 | OVERVOLTAGE SUPPRESSOR |  | 3172 | - | 4758 | 4123.6 | 4123.6 | 3806.4 | 3647.8 | 3489.2
SIMPLEX |  |  | 4100-1272 | EXPANSION PHONE CONTROLLER |  | 25345 | - | 38017.5 | 32948.5 | 32948.5 | 30414 | 29146.75 | 27879.5
SIMPLEX |  |  | 4606-9102 | REMOTE ANNUNCIATOR FOR 4010ES |  | 34480 | - | 51720 | 44824 | 44824 | 41376 | 39652 | 37928
SIMPLEX |  |  | 2099-9803 | BREAKGLASS |  | 442 | - | 663 | 574.6 | 574.6 | 530.4 | 508.3 | 486.2
SIMPLEX |  |  | DH24120FPC | DR HLDR, SEMI-FLUSH, CHRM |  | 6264 | - | 9396 | 8143.2 | 8143.2 | 7516.8 | 7203.6 | 6890.4
SIMPLEX |  |  | 746-177 | COMPACT FLASH-ES MSTR CTLR |  | 6044 | - | 9066 | 7857.2 | 7857.2 | 7252.8 | 6950.6 | 6648.4
SIMPLEX |  |  | 566-075 | 4100U/ES EXT POWER SUPPLY BD |  | 27113 | - | 40669.5 | 35246.9 | 35246.9 | 32535.6 | 31179.95 | 29824.3
SIMPLEX |  |  | 4098-9770 | CO SENSOR BASE EXTENDED LIFE |  | 15141 | - | 22711.5 | 19683.3 | 19683.3 | 18169.2 | 17412.15 | 16655.1
SIMPLEX |  |  | 4100-1210 | ANALOG AUDIO CONTROLLER |  | 41139 | - | 61708.5 | 53480.7 | 53480.7 | 49366.8 | 47309.85 | 45252.9
SIMPLEX |  |  | 4010-9922 | SERIAL DACT | 4010ES NETWORK INTERFACE CARD | 36396 | - | 54594 | 47314.8 | 47314.8 | 43675.2 | 41855.4 | 40035.6
SIMPLEX |  |  | 4010-9912 | 4010ES NETWORK INTERFACE CARD |  | 32740 | - | 49110 | 42562 | 42562 | 39288 | 37651 | 36014
SIMPLEX |  |  | 4004-9302 | 4004R RELEASE PANEL RED | 4010-9302 | 70163 | - | 105244.5 | 91211.9 | 91211.9 | 84195.6 | 80687.45 | 77179.3
SIMPLEX |  |  | 8699-551 | 4007 FRONT ASSY W/ELECTRONICS |  | 66586 | - | 99879 | 86561.8 | 86561.8 | 79903.2 | 76573.9 | 73244.6
SIMPLEX |  |  | 4100-1254 | AUDIO IF 2 CHANNEL |  | 14261 | - | 21391.5 | 18539.3 | 18539.3 | 17113.2 | 16400.15 | 15687.1
SIMPLEX |  |  | 4100-1241 | MESSAGE EXPANSION, 8 MINUTES |  | 7036 | - | 10554 | 9146.8 | 9146.8 | 8443.2 | 8091.4 | 7739.6
SIMPLEX |  |  | 8650-442 | MAIN SYSTEM SUPPLY W/IDNET+ |  | 66217 | - | 99325.5 | 86082.1 | 86082.1 | 79460.4 | 76149.55 | 72838.7
SIMPLEX |  |  | 650-759 | RUI_, CPU MOTHERBOARD |  | 18787 | - | 28180.5 | 24423.1 | 24423.1 | 22544.4 | 21605.05 | 20665.7
SIMPLEX | Accessories |  |  | MPS Key | Key for 2099-9754 | 360 | - | 540 | 468 | 468 | 432 | 414 | 396
SIMPLEX | Addressable |  | 1010-000 | Long Range Prism Kit (Fire Ray One) |  | 18547 | - | 27820.5 | 24111.1 | 24111.1 | 22256.4 | 21329.05 | 20401.7
SIMPLEX | Addressable |  | 252-019 | key Block |  | 357 | - | 535.5 | 464.1 | 464.1 | 428.4 | 410.55 | 392.7
SIMPLEX | Addressable |  | 4006-9802 | Expansion IDC Module Conven |  | 14601 | - | 21901.5 | 18981.3 | 18981.3 | 17521.2 | 16791.15 | 16061.1
SIMPLEX | Addressable |  | 4009-9602 | IDNAC REPEATER RED |  | 89271 | - | 133906.5 | 116052.3 | 116052.3 | 107125.2 | 102661.65 | 98198.1
SIMPLEX | Addressable |  | 650-1610 | EXTENDED SYSTEM SUPPLY WITH IDNET |  | 66217 | - | 99325.5 | 86082.1 | 86082.1 | 79460.4 | 76149.55 | 72838.7
SIMPLEX | Addressable |  | 4190-9832 | ES NET EXT NIC RED 120/240V |  | 126449 | - | 189673.5 | 164383.7 | 164383.7 | 151738.8 | 145416.35 | 139093.9
SIMPLEX | Addressable |  | 4190-9833 | ES NET EXT NIC PLAT 120/240V |  | 126449 | - | 189673.5 | 164383.7 | 164383.7 | 151738.8 | 145416.35 | 139093.9
SIMPLEX | Addressable |  | 4190-9834 | ES NET EXT NIC PLATINUM 24VDC |  | 126449 | - | 189673.5 | 164383.7 | 164383.7 | 151738.8 | 145416.35 | 139093.9
SIMPLEX | Addressable |  | 4190-9835 | ES NET EXT NIC RED 24VDC |  | 126449 | - | 189673.5 | 164383.7 | 164383.7 | 151738.8 | 145416.35 | 139093.9
SIMPLEX | Addressable |  | 4190-9842 | ES NET NETWRK BRIDGE RD 120VAC |  | 168951 | - | 253426.5 | 219636.3 | 219636.3 | 202741.2 | 194293.65 | 185846.1
SIMPLEX | Addressable |  | 4190-9843 | ES NET NETWRK BRIDGE PT 120VAC |  | 168951 | - | 253426.5 | 219636.3 | 219636.3 | 202741.2 | 194293.65 | 185846.1
SIMPLEX | Addressable |  | 4190-9844 | ES NET NETWRK BRIDGE RD 24VAC |  | 168951 | - | 253426.5 | 219636.3 | 219636.3 | 202741.2 | 194293.65 | 185846.1
SIMPLEX | Addressable |  | 4190-9845 | ES NET NETWRK BRIDGE PT 24VAC |  | 168951 | - | 253426.5 | 219636.3 | 219636.3 | 202741.2 | 194293.65 | 185846.1
SIMPLEX | Addressable |  | 4190-9851 | 4120 SM-L DUPLEX FIBER MEDIA |  | 39099 | - | 58648.5 | 50828.7 | 50828.7 | 46918.8 | 44963.85 | 43008.9
SIMPLEX | Addressable |  | 4190-9852 | 4120 SM-R DUPLEX FIBER MEDIA |  | 39099 | - | 58648.5 | 50828.7 | 50828.7 | 46918.8 | 44963.85 | 43008.9
SIMPLEX | Addressable |  | 4190-9853 | 4120 MM-L DUPLEX FIBER MEDIA |  | 39099 | - | 58648.5 | 50828.7 | 50828.7 | 46918.8 | 44963.85 | 43008.9
SIMPLEX | Addressable |  | 4190-9854 | 4120 MM-R DUPLEX FIBER MEDIA |  | 39099 | - | 58648.5 | 50828.7 | 50828.7 | 46918.8 | 44963.85 | 43008.9
SIMPLEX | Addressable |  | 4190-9856 | ES NET ETHERNET MEDIA CARD |  | 11371 | - | 17056.5 | 14782.3 | 14782.3 | 13645.2 | 13076.65 | 12508.1
SIMPLEX | Addressable |  | 4190-9857 | ES NET DSL MEDIA CARD |  | 49537 | - | 74305.5 | 64398.1 | 64398.1 | 59444.4 | 56967.55 | 54490.7
SIMPLEX | Addressable |  | 4190-9858 | ES NET SM FIBER MEDIA CARD |  | 44516 | - | 66774 | 57870.8 | 57870.8 | 53419.2 | 51193.4 | 48967.6
SIMPLEX | Addressable |  | 4190-9859 | ES NET MM FIBER MEDIA CARD |  | 65392 | - | 98088 | 85009.6 | 85009.6 | 78470.4 | 75200.8 | 71931.2
SIMPLEX | Addressable |  | 8566-320 | 4100U BATTERY CHARGER BD |  | 33178 | - | 49767 | 43131.4 | 43131.4 | 39813.6 | 38154.7 | 36495.8
SIMPLEX | Addressable |  | 8566-521 | 4100U 100W AMP BD |  | 50410 | - | 75615 | 65533 | 65533 | 60492 | 57971.5 | 55451
SIMPLEX | Addressable |  | 8566-677 | 4100U/ES 100W AMP BD |  | 30167 | - | 45250.5 | 39217.1 | 39217.1 | 36200.4 | 34692.05 | 33183.7
SIMPLEX | Addressable |  | 4100-3112 | 4 LOOP MSTR CONTROLLER OPTION |  | 7520 | - | 11280 | 9776 | 9776 | 9024 | 8648 | 8272
SIMPLEX | Addressable |  | 4100-3115 | FEATURE CONFIGURED |  | 52184 | - | 78276 | 67839.2 | 67839.2 | 62620.8 | 60011.6 | 57402.4
SIMPLEX | Addressable |  | 4100-3120 | MSTR CTLR ESMXLOOP FACTORY PID |  | 18096 | - | 27144 | 23524.8 | 23524.8 | 21715.2 | 20810.4 | 19905.6
SIMPLEX | Addressable |  | 4100-3207 | 4 PT 2A AUX RELAY CARD W-FB |  | 18096 | - | 27144 | 23524.8 | 23524.8 | 21715.2 | 20810.4 | 19905.6
SIMPLEX | Addressable |  | 4100-3208 | 4 PT 10A AUX RELAY CARD W-FB |  | 45987 | - | 68980.5 | 59783.1 | 59783.1 | 55184.4 | 52885.05 | 50585.7
SIMPLEX | Addressable |  | 4100-3209 | 8 PT 3A AUX RELAY CARD |  | 16407 | - | 24610.5 | 21329.1 | 21329.1 | 19688.4 | 18868.05 | 18047.7
SIMPLEX | Addressable |  | 4100-5013 | 8 POINT ZONE/RELAY MODULE |  | 22881 | - | 34321.5 | 29745.3 | 29745.3 | 27457.2 | 26313.15 | 25169.1
SIMPLEX | Addressable |  | 4100-5015 | ZONE MODULE, 8 IDC, CLASS A |  | 39130 | - | 58695 | 50869 | 50869 | 46956 | 44999.5 | 43043
SIMPLEX | Addressable |  | 4100-5115 | XPS EXPANSION MODULE 3 NACS |  | 15696 | - | 23544 | 20404.8 | 20404.8 | 18835.2 | 18050.4 | 17265.6
SIMPLEX | Addressable |  | 4100-5116 | EXPANSION AUDIO SIGNAL CARD |  | 20763 | - | 31144.5 | 26991.9 | 26991.9 | 24915.6 | 23877.45 | 22839.3
SIMPLEX | Addressable |  | 4100-5129 | FERRITE BEAD KIT |  | 693 | - | 1039.5 | 900.9 | 900.9 | 831.6 | 796.95 | 762.3
SIMPLEX | Addressable |  | 4100-5130 | 24VDC VOLTAGE REGULATOR |  | 41153 | - | 61729.5 | 53498.9 | 53498.9 | 49383.6 | 47325.95 | 45268.3
SIMPLEX | Addressable |  | 4100-5131 | ES-PS FAN MODULE |  | 8041 | - | 12061.5 | 10453.3 | 10453.3 | 9649.2 | 9247.15 | 8845.1
SIMPLEX | Addressable |  | 4100-5152 | POWER MODULE 2A 12 VOLTS |  | 29907 | - | 44860.5 | 38879.1 | 38879.1 | 35888.4 | 34393.05 | 32897.7
SIMPLEX | Addressable |  | 4100-5401 | ES-PS POWER SUPPLY |  | 55952 | - | 83928 | 72737.6 | 72737.6 | 67142.4 | 64344.8 | 61547.2
SIMPLEX | Addressable |  | 4100-5402 | ES-XPS POWER SUPPLY |  | 50358 | - | 75537 | 65465.4 | 65465.4 | 60429.6 | 57911.7 | 55393.8
SIMPLEX | Addressable |  | 4100-5403 | HARNESS FOR ES-PS BACKUP PS |  | 1896 | - | 2844 | 2464.8 | 2464.8 | 2275.2 | 2180.4 | 2085.6
SIMPLEX | Addressable |  | 4100-5450 | NAC CARD |  | 13338 | - | 20007 | 17339.4 | 17339.4 | 16005.6 | 15338.7 | 14671.8
SIMPLEX | Addressable |  | 4100-5451 | IDNAC CARD |  | 32691 | - | 49036.5 | 42498.3 | 42498.3 | 39229.2 | 37594.65 | 35960.1
SIMPLEX | Addressable |  | 4090-9802 | COVER ZAM 4" SURFACE |  | 1778 | - | 2667 | 2311.4 | 2311.4 | 2133.6 | 2044.7 | 1955.8
SIMPLEX | Addressable |  | 4090-9806 | COVER IAM SG FLUSH |  | 1336 | - | 2004 | 1736.8 | 1736.8 | 1603.2 | 1536.4 | 1469.6
SIMPLEX | Addressable |  | 4090-9807 | COVER IAM SG SURFACE |  | 1146 | - | 1719 | 1489.8 | 1489.8 | 1375.2 | 1317.9 | 1260.6
SIMPLEX | Addressable |  | 4090-9810 | BRACKET IAM |  | 964 | - | 1446 | 1253.2 | 1253.2 | 1156.8 | 1108.6 | 1060.4
SIMPLEX | Addressable |  | 4090-9811 | BRACKET 5 IAM MTG BRACKET |  | 3418 | - | 5127 | 4443.4 | 4443.4 | 4101.6 | 3930.7 | 3759.8
SIMPLEX | Addressable |  | 4090-9812 | IDNET RELEASE PERIPH LED |  | 1126 | - | 1689 | 1463.8 | 1463.8 | 1351.2 | 1294.9 | 1238.6
SIMPLEX | Addressable |  | 4090-9813 | 4 11/16" BOX ADAPTER PLATE |  | 1393 | - | 2089.5 | 1810.9 | 1810.9 | 1671.6 | 1601.95 | 1532.3
SIMPLEX | Addressable |  | 4903-9253 | A/V 24VDC 30CD RED HORIZ F/S |  | 12235 | - | 18352.5 | 15905.5 | 15905.5 | 14682 | 14070.25 | 13458.5
SIMPLEX | Addressable |  | 4903-9426 | A/V 75CD RED STD NON-ADDRESSABLE |  | 8538 | - | 12807 | 11099.4 | 11099.4 | 10245.6 | 9818.7 | 9391.8
SIMPLEX | Addressable |  | 4903-9427 | A/V 110CD RED STD NON-ADDRESSABLE |  | 8543 | - | 12814.5 | 11105.9 | 11105.9 | 10251.6 | 9824.45 | 9397.3
SIMPLEX | Addressable |  | 4903-9432 | A/V 75CD WHITE STD NON-ADDRESSABLE |  | 9986 | - | 14979 | 12981.8 | 12981.8 | 11983.2 | 11483.9 | 10984.6
SIMPLEX | Addressable |  | 4903-9433 | A/V 110CD WHITE STD NON-ADDRESSABLE |  | 9994 | - | 14991 | 12992.2 | 12992.2 | 11992.8 | 11493.1 | 10993.4
SIMPLEX | Addressable |  | 4906-9255 | MC ADDRESS SV CEILING WHT BLAN |  | 7952 | - | 11928 | 10337.6 | 10337.6 | 9542.4 | 9144.8 | 8747.2
SIMPLEX | Addressable |  | 4906-9256 | MC ADDRESS SV CEILING WHT ALER |  | 7952 | - | 11928 | 10337.6 | 10337.6 | 9542.4 | 9144.8 | 8747.2
SIMPLEX | Addressable |  | 4906-9258 | SV TA MC CEILING WHITE CHINESE |  | 9100 | - | 13650 | 11830 | 11830 | 10920 | 10465 | 10010
SIMPLEX | Addressable |  | 4906-9131 | WP MC AV NON-ADDR WALL MT RED |  | 7043 | - | 10564.5 | 9155.9 | 9155.9 | 8451.6 | 8099.45 | 7747.3
SIMPLEX | Addressable |  | 49AV-WRFO | AV, WALL RED FIRE WP USA |  | 8772 | - | 13158 | 11403.6 | 11403.6 | 10526.4 | 10087.8 | 9649.2
SIMPLEX | Addressable |  | 49AV-WRFO-BA | AV, WALL RED FIRE WP USA |  | 11948 | - | 17922 | 15532.4 | 15532.4 | 14337.6 | 13740.2 | 13142.8
SIMPLEX | Addressable |  | 49WPBB-AVVOWR | WP BACK BOX AV OR VO WALL RED |  | 1847 | - | 2770.5 | 2401.1 | 2401.1 | 2216.4 | 2124.05 | 2031.7
SIMPLEX | Addressable |  | 4100-7164 | 4100U TSD UPGRD W/ES MCNTRLR |  | 190041 | - | 285061.5 | 247053.3 | 247053.3 | 228049.2 | 218547.15 | 209045.1
SIMPLEX | Addressable |  | 4100-7165 | 4100ES 4010ES TSD UPGRADE |  | 111433 | - | 167149.5 | 144862.9 | 144862.9 | 133719.6 | 128147.95 | 122576.3
SIMPLEX | Addressable |  | 4100-7401 | 24 POINT I/O INTERFACE MODULE |  | 35201 | - | 52801.5 | 45761.3 | 45761.3 | 42241.2 | 40481.15 | 38721.1
SIMPLEX | Addressable |  | 4100-7402 | 64/64 LED/SW CONTROLLER MODULE |  | 46660 | - | 69990 | 60658 | 60658 | 55992 | 53659 | 51326
SIMPLEX | Addressable |  | 4100-7403 | 32 POINT LED DRIVER MODULE |  | 18792 | - | 28188 | 24429.6 | 24429.6 | 22550.4 | 21610.8 | 20671.2
SIMPLEX | Addressable |  | 4100-7404 | 32 POINT SWITCH INPUT MODULE |  | 20409 | - | 30613.5 | 26531.7 | 26531.7 | 24490.8 | 23470.35 | 22449.9
SIMPLEX | Addressable |  | 4100-3110 | IDNET2+2 250 POINT 4 LOOP MOD |  | 29133 | - | 43699.5 | 37872.9 | 37872.9 | 34959.6 | 33502.95 | 32046.3
SIMPLEX | Addressable |  | 4100-3111 | LOOP ISOLATOR FOR IDNET2 |  | 8884 | - | 13326 | 11549.2 | 11549.2 | 10660.8 | 10216.6 | 9772.4
SIMPLEX |  |  | 4090-9801 | COVER ZAM 4" FLUSH |  | 1688 | - | 2532 | 2194.4 | 2194.4 | 2025.6 | 1941.2 | 1856.8
SIMPLEX |  |  | 4090-9122 | IDNET ISOLATOR2 |  | 6309 | - | 9463.5 | 8201.7 | 8201.7 | 7570.8 | 7255.35 | 6939.9
SIMPLEX |  |  | 4090-9119 | RLY IDNET 2 IAM WITH FEEDBACK |  | 3386 | - | 5079 | 4401.8 | 4401.8 | 4063.2 | 3893.9 | 3724.6
SIMPLEX |  |  | 4090-9117 | ADDR IDNET 2 POWER ISOLATOR |  | 6626 | - | 9939 | 8613.8 | 8613.8 | 7951.2 | 7619.9 | 7288.6
SIMPLEX |  |  | 4090-9107 | FIBER TRANS CLASS A IDNET |  | 40124 | - | 60186 | 52161.2 | 52161.2 | 48148.8 | 46142.6 | 44136.4
SIMPLEX |  |  | 4090-9105 | FIBER TRANS CLASS B IDNET |  | 26265 | - | 39397.5 | 34144.5 | 34144.5 | 31518 | 30204.75 | 28891.5
SIMPLEX |  |  | 4090-9051 | IDNET E-SERIES SUPERVISED IAM |  | 3418 | - | 5127 | 4443.4 | 4443.4 | 4101.6 | 3930.7 | 3759.8
SIMPLEX |  |  | 4090-9010 | 8 AMP RELAY IAM MODULE |  | 6437 | - | 9655.5 | 8368.1 | 8368.1 | 7724.4 | 7402.55 | 7080.7
SIMPLEX |  |  | 4090-9008 | DUAL RELAY IAM, IDNET |  | 7446 | - | 11169 | 9679.8 | 9679.8 | 8935.2 | 8562.9 | 8190.6
SIMPLEX |  |  | 4090-9006 | SUP RELEASE PERIPH & ENCLOSURE |  | 27961 | - | 41941.5 | 36349.3 | 36349.3 | 33553.2 | 32155.15 | 30757.1
SIMPLEX |  |  | 4098-VEU-A10 | SIMPLEX IDNET VESDA-E VEU W3. |  | 1055558 | - | 1583337 | 1372225.4 | 1372225.4 | 1266669.6 | 1213891.7 | 1161113.8
SIMPLEX |  |  | 4098-XAD-100 | SNGL ZN SAMPLING W/ SENSOR |  | 193866 | - | 290799 | 252025.8 | 252025.8 | 232639.2 | 222945.9 | 213252.6
SIMPLEX |  |  | 4098-XAD-110 | SNGL ZN SAMPLING W/ KIT & SENSOR |  | 131941 | - | 197911.5 | 171523.3 | 171523.3 | 158329.2 | 151732.15 | 145135.1
SIMPLEX |  |  | 4098-XAD-200 | DUAL ZN SAMPL UNIT W/ SENSOR |  | 148954 | - | 223431 | 193640.2 | 193640.2 | 178744.8 | 171297.1 | 163849.4
SIMPLEX |  |  | 4098-XAD-210 | DUAL ZN SAMPL UNIT W/ KIT & SENSOR |  | 218611 | - | 327916.5 | 284194.3 | 284194.3 | 262333.2 | 251402.65 | 240472.1
SIMPLEX |  |  | 4098-5612 | CONV HT FIX 200F DET 723H |  | 3021 | - | 4531.5 | 3927.3 | 3927.3 | 3625.2 | 3474.15 | 3323.1
SIMPLEX |  |  | 4099-5201 | PULL STATION SINGLE ACTION |  | 8713 | - | 13069.5 | 11326.9 | 11326.9 | 10455.6 | 10019.95 | 9584.3
SIMPLEX |  |  | 4099-5202 | DOUBLE ACTION PULL STATION |  | 9668 | - | 14502 | 12568.4 | 12568.4 | 11601.6 | 11118.2 | 10634.8
SIMPLEX |  |  | 4099-5203 | INDOOR CALL POINT WITH LED |  | 5387 | - | 8080.5 | 7003.1 | 7003.1 | 6464.4 | 6195.05 | 5925.7
SIMPLEX |  |  | 4099-5204 | OUTDOOR CALLPOINT WITH LED |  | 17965 | - | 26947.5 | 23354.5 | 23354.5 | 21558 | 20659.75 | 19761.5
SIMPLEX |  |  | 4099-5208 | INDOOR UL CP W/ ISOLATOR MX |  | 6572 | - | 9858 | 8543.6 | 8543.6 | 7886.4 | 7557.8 | 7229.2
SIMPLEX |  |  | 4099-5209 | OUTDOOR UL CP W/ ISOLATOR MX |  | 18552 | - | 27828 | 24117.6 | 24117.6 | 22262.4 | 21334.8 | 20407.2
SIMPLEX |  |  | 4099-5214 | MX PULL STATION SINGLE ACTION |  | 5047 | - | 7570.5 | 6561.1 | 6561.1 | 6056.4 | 5804.05 | 5551.7
SIMPLEX |  |  | 4099-5215 | MX PULL STATION DOUBLE ACTION |  | 5658 | - | 8487 | 7355.4 | 7355.4 | 6789.6 | 6506.7 | 6223.8
SIMPLEX |  |  | 4099-5216 | MX PULL STATION DOUBLE ACTION PUSH/PULL |  | 5812 | - | 8718 | 7555.6 | 7555.6 | 6974.4 | 6683.8 | 6393.2
SIMPLEX |  |  | 4098-9791E | SSD SENSOR BASE WITH RELAY DRIVER |  | 3161 | - | 4741.5 | 4109.3 | 4109.3 | 3793.2 | 3635.15 | 3477.1
SIMPLEX |  |  | 4098-9793E | SSD SENSOR BASE WITH ISOLATOR |  | 5013 | - | 7519.5 | 6516.9 | 6516.9 | 6015.6 | 5764.95 | 5514.3
SIMPLEX |  |  | 4098-9793EA | ISOLATOR BASE AUSTRALIA |  | 4820 | - | 7230 | 6266 | 6266 | 5784 | 5543 | 5302
SIMPLEX |  |  | 4098-9794E | SSD SOUNDER BASE HUMID ENV |  | 4032 | - | 6048 | 5241.6 | 5241.6 | 4838.4 | 4636.8 | 4435.2
SIMPLEX |  |  | 4098-9794EA | SSD SOUNDER BASE FOR AUSTRALIA |  | 3742 | - | 5613 | 4864.6 | 4864.6 | 4490.4 | 4303.3 | 4116.2
SIMPLEX |  |  | 4098-9799 | 6" ADPT FOR 5" BASE - 4" SQ |  | 721 | - | 1081.5 | 937.3 | 937.3 | 865.2 | 829.15 | 793.1
SIMPLEX |  |  | 4098-9819 | TRUE ALAR ROUND DUCT ADAPTOR 6 |  | 8426 | - | 12639 | 10953.8 | 10953.8 | 10111.2 | 9689.9 | 9268.6
SIMPLEX |  |  | 4098-9821 | TRIM PLATE FOR TRUEALARM |  | 1629 | - | 2443.5 | 2117.7 | 2117.7 | 1954.8 | 1873.35 | 1791.9
SIMPLEX |  |  | 4098-9822 | TRUE ALARM RELAY MODULE |  | 3178 | - | 4767 | 4131.4 | 4131.4 | 3813.6 | 3654.7 | 3495.8
SIMPLEX |  |  | 4098-9823 | TAMPERPROOF HEX KEY WITH CENTER P |  | 1452 | - | 2178 | 1887.6 | 1887.6 | 1742.4 | 1669.8 | 1597.2
SIMPLEX |  |  | 4098-9824 | TUREALARM ROUND DUCT ADAPTOR 8 |  | 6086 | - | 9129 | 7911.8 | 7911.8 | 7303.2 | 6998.9 | 6694.6
SIMPLEX |  |  | 4098-9830 | SSD REMOTE LED |  | 1300 | - | 1950 | 1690 | 1690 | 1560 | 1495 | 1430
SIMPLEX |  |  | 4098-9832 | SSD ADAPTER PLATE |  | 709 | - | 1063.5 | 921.7 | 921.7 | 850.8 | 815.35 | 779.9
SIMPLEX |  |  | 4098-9834 | SSD REM TEST STA RED LED KEY |  | 2304 | - | 3456 | 2995.2 | 2995.2 | 2764.8 | 2649.6 | 2534.4
SIMPLEX |  |  | 4098-9835 | SSD REM TEST STA R/G LED KEY |  | 2948 | - | 4422 | 3832.4 | 3832.4 | 3537.6 | 3390.2 | 3242.8
SIMPLEX |  |  | 4098-9841 | REMOTE RELAY |  | 3626 | - | 5439 | 4713.8 | 4713.8 | 4351.2 | 4169.9 | 3988.6
SIMPLEX |  |  | 4098-9842 | DUCT CONTROL STATION |  | 9329 | - | 13993.5 | 12127.7 | 12127.7 | 11194.8 | 10728.35 | 10261.9
SIMPLEX |  |  | 4098-9843 | RELAY FORM C SPDT PAM-SD |  | 2403 | - | 3604.5 | 3123.9 | 3123.9 | 2883.6 | 2763.45 | 2643.3
SIMPLEX |  |  | 4098-9845 | DUCT WEATHERPROOF ENCLOSURE |  | 45190 | - | 67785 | 58747 | 58747 | 54228 | 51968.5 | 49709
SIMPLEX |  |  | 4098-9846 | SECURITY VANDAL GUARD |  | 18362 | - | 27543 | 23870.6 | 23870.6 | 22034.4 | 21116.3 | 20198.2
SIMPLEX |  |  | 4098-9847 | EXTENSION BOX FOR 4098-9846 |  | 6501 | - | 9751.5 | 8451.3 | 8451.3 | 7801.2 | 7476.15 | 7151.1
SIMPLEX |  |  | 4098-9852 | 10" IN-DUCT ADAPTER |  | 6551 | - | 9826.5 | 8516.3 | 8516.3 | 7861.2 | 7533.65 | 7206.1
SIMPLEX |  |  | 4098-9853 | 12" IN-DUCT ADAPTER |  | 6551 | - | 9826.5 | 8516.3 | 8516.3 | 7861.2 | 7533.65 | 7206.1
SIMPLEX |  |  | 4098-9854 | SAMPLING TUBE 13" PVC PLASTIC |  | 555 | - | 832.5 | 721.5 | 721.5 | 666 | 638.25 | 610.5
SIMPLEX |  |  | 4098-9856 | SAMPLING TUBE 49", PLASTIC |  | 1450 | - | 2175 | 1885 | 1885 | 1740 | 1667.5 | 1595
SIMPLEX |  |  | 4098-9857 | SAMPLING TUBE 73", PLASTIC |  | 2005 | - | 3007.5 | 2606.5 | 2606.5 | 2406 | 2305.75 | 2205.5
SIMPLEX |  |  | 4098-9858 | SAMPLING TUBE 97" |  | 2752 | - | 4128 | 3577.6 | 3577.6 | 3302.4 | 3164.8 | 3027.2
SIMPLEX |  |  | 4098-9860 | 2-WIRE RELAY FOR 4098-9780 |  | 6747 | - | 10120.5 | 8771.1 | 8771.1 | 8096.4 | 7759.05 | 7421.7
SIMPLEX |  |  | 4098-VEP-A00-1P | SIMPLEX IDNET VESDA-E VEP 1-PI |  | 515941 | - | 773911.5 | 670723.3 | 670723.3 | 619129.2 | 593332.15 | 567535.1
SIMPLEX |  |  | 4098-VEP-A00-P | SIMPLEX IDNET VESDA-E VEP W LE |  | 669986 | - | 1004979 | 870981.8 | 870981.8 | 803983.2 | 770483.9 | 736984.6
SIMPLEX |  |  | 4098-VEP-A10-P | SIMPLEX IDNET VESDA-E VEP W 3 |  | 798583 | - | 1197874.5 | 1038157.9 | 1038157.9 | 958299.6 | 918370.45 | 878441.3
SIMPLEX |  |  | 4098-VES-A00-P | SIMPLEX IDNET VESDA-E VES W LE |  | 1195290 | - | 1792935 | 1553877 | 1553877 | 1434348 | 1374583.5 | 1314819
SIMPLEX |  |  | 4098-VES-A10-P | SIMPLEX IDNET VESDA-E VES W 3. |  | 1285436 | - | 1928154 | 1671066.8 | 1671066.8 | 1542523.2 | 1478251.4 | 1413979.6
SIMPLEX |  |  | 4098-VEU-A00 | SIMPLEX IDNET VESDA-E VEU W LE |  | 904158 | - | 1356237 | 1175405.4 | 1175405.4 | 1084989.6 | 1039781.7 | 994573.8
SIMPLEX |  |  | 4007-9101BA | 4007ES HYBRID FACP, RED, BA |  | 128323 | - | 192484.5 | 166819.9 | 166819.9 | 153987.6 | 147571.45 | 141155.3
SIMPLEX |  |  | 4007-9102BA | 4007ES HYBRID FACP PLATINUM BA |  | 128914 | - | 193371 | 167588.2 | 167588.2 | 154696.8 | 148251.1 | 141805.4
SIMPLEX |  |  | 4007-9201BA | 4007ES FACP, IDNAC, RED, BA |  | 120874 | - | 181311 | 157136.2 | 157136.2 | 145048.8 | 139005.1 | 132961.4
SIMPLEX |  |  | 4007-9202BA | 4007ES FACP IDNAC PLATINUM BA |  | 121468 | - | 182202 | 157908.4 | 157908.4 | 145761.6 | 139688.2 | 133614.8
SIMPLEX |  |  | 4007-9301 | 4007ESMX, NAC, RED |  | 115165 | - | 172747.5 | 149714.5 | 149714.5 | 138198 | 132439.75 | 126681.5
SIMPLEX |  |  | 4007-9302 | 4007ESMX, NAC, PLATINUM |  | 115165 | - | 172747.5 | 149714.5 | 149714.5 | 138198 | 132439.75 | 126681.5
SIMPLEX |  |  | 4007-9401 | 4007ESMX, IDNAC, RED |  | 109800 | - | 164700 | 142740 | 142740 | 131760 | 126270 | 120780
SIMPLEX |  |  | 4007-9402 | 4007ESMX, IDNAC, PLATINUM |  | 109800 | - | 164700 | 142740 | 142740 | 131760 | 126270 | 120780
SIMPLEX |  |  | 4007-9801 | ZONE RELAY MODULE |  | 14601 | - | 21901.5 | 18981.3 | 18981.3 | 17521.2 | 16791.15 | 16061.1
SIMPLEX |  |  | 4007-9802 | 25V REGULATOR MODULE |  | 40795 | - | 61192.5 | 53033.5 | 53033.5 | 48954 | 46914.25 | 44874.5
SIMPLEX |  |  | 4007-9803 | IDNET + LOOP EXPANSION MODULE |  | 8884 | - | 13326 | 11549.2 | 11549.2 | 10660.8 | 10216.6 | 9772.4
SIMPLEX |  |  | 4007-9804 | DUAL CLASS A ISOLATOR IDNAC |  | 15735 | - | 23602.5 | 20455.5 | 20455.5 | 18882 | 18095.25 | 17308.5
SIMPLEX |  |  | 4007-9805 | LED MODULE FOR 4007 DOOR PNL |  | 15678 | - | 23517 | 20381.4 | 20381.4 | 18813.6 | 18029.7 | 17245.8
SIMPLEX |  |  | 4007-9806 | SDACT MODULE |  | 19075 | - | 28612.5 | 24797.5 | 24797.5 | 22890 | 21936.25 | 20982.5
SIMPLEX |  |  | 4007-9809 | ALM/SUPV/TBL RELAY MODULE |  | 9959 | - | 14938.5 | 12946.7 | 12946.7 | 11950.8 | 11452.85 | 10954.9
SIMPLEX |  |  | 4007-9817 | ESNET NETWORK INTERFACE CARD FLAT |  | 69923 | - | 104884.5 | 90899.9 | 90899.9 | 83907.6 | 80411.45 | 76915.3
SIMPLEX |  |  | 4007-9820 | 4007 LED MODULE |  | 12370 | - | 18555 | 16081 | 16081 | 14844 | 14225.5 | 13607
SIMPLEX |  |  | 4007-9821 | 4007 LED SW MODULE |  | 14102 | - | 21153 | 18332.6 | 18332.6 | 16922.4 | 16217.3 | 15512.2
SIMPLEX |  |  | 4007-9830 | SUP RELEASE APPLIQUE KIT |  | 1188 | - | 1782 | 1544.4 | 1544.4 | 1425.6 | 1366.2 | 1306.8
SIMPLEX |  |  | 4010-9501 | 4010ES FACP 240V RED |  | 204183 | - | 306274.5 | 265437.9 | 265437.9 | 245019.6 | 234810.45 | 224601.3
SIMPLEX |  |  | 4010-9502 | 4010ES FACP 240V PLATINUM |  | 204183 | - | 306274.5 | 265437.9 | 265437.9 | 245019.6 | 234810.45 | 224601.3
SIMPLEX |  |  | 4010-9502BA | 4010ES FACP 240V PLATINUM |  | 224603 | - | 336904.5 | 291983.9 | 291983.9 | 269523.6 | 258293.45 | 247063.3
SIMPLEX |  |  | 4010-9503BA | 4010ES 1 MX 1 BAY RED 240V |  | 357571 | - | 536356.5 | 464842.3 | 464842.3 | 429085.2 | 411206.65 | 393328.1
SIMPLEX |  |  | 4010-9505 | 1 BAY, 2X40, 1 ESMX, 220/240V, RED |  | 240718 | - | 361077 | 312933.4 | 312933.4 | 288861.6 | 276825.7 | 264789.8
SIMPLEX |  |  | 4010-9521 | 4010ES 2 IDNET 2 BAY RED 240V |  | 254890 | - | 382335 | 331357 | 331357 | 305868 | 293123.5 | 280379
SIMPLEX |  |  | 4010-9522 | 4010ES 2 IDNET 2 BAY PLAT 240V |  | 254890 | - | 382335 | 331357 | 331357 | 305868 | 293123.5 | 280379
SIMPLEX |  |  | 4010-9523BA | 4010ES 2VMX 2 BAY RED 240V |  | 450573 | - | 675859.5 | 585744.9 | 585744.9 | 540687.6 | 518158.95 | 495630.3
SIMPLEX |  |  | 4010-9601 | 4010ES IDNAC FACP 120V RED |  | 209093 | - | 313639.5 | 271820.9 | 271820.9 | 250911.6 | 240456.95 | 230002.3
SIMPLEX |  |  | 4010-9602 | 4010ES IDNAC FACP 120V PLATINUM |  | 203166 | - | 304749 | 264115.8 | 264115.8 | 243799.2 | 233640.9 | 223482.6
SIMPLEX |  |  | 4010-9621 | 4010ES IDNAC 2 IDNET RED 120V |  | 244244 | - | 366366 | 317517.2 | 317517.2 | 293092.8 | 280880.6 | 268668.4
SIMPLEX |  |  | 4010-9633 | 4010ES TSD IDNAC 2 IDNET RED 120 |  | 309925 | - | 464887.5 | 402902.5 | 402902.5 | 371910 | 356413.75 | 340917.5
SIMPLEX |  |  | 4010-9702 | 4010ES IDNAC FACP 240V PLAT |  | 207948 | - | 311922 | 270332.4 | 270332.4 | 249537.6 | 239140.2 | 228742.8
SIMPLEX |  |  | 4010-9721 | 4010ES IDNAC 2 IDNET RED 240V |  | 250572 | - | 375858 | 325743.6 | 325743.6 | 300686.4 | 288157.8 | 275629.2
SIMPLEX |  |  | 4010-9722 | 4010ES IDNAC 2 IDNET 2 BAY 240V PLT |  | 254892 | - | 382338 | 331359.6 | 331359.6 | 305870.4 | 293125.8 | 280381.2
SIMPLEX |  |  | 4010-9731 | 4010ES TSD IDNAC 2 IDNET RED 240 |  | 319591 | - | 479386.5 | 415468.3 | 415468.3 | 383509.2 | 367529.65 | 351550.1
SIMPLEX |  |  | 4010-9810 | DACT (COMMON EVENT REPORTING) |  | 22212 | - | 33318 | 28875.6 | 28875.6 | 26654.4 | 25543.8 | 24433.2
SIMPLEX |  |  | 4010-9813 | EXPANSION POWER SUPPLY 120V |  | 41169 | - | 61753.5 | 53519.7 | 53519.7 | 49402.8 | 47344.35 | 45285.9
SIMPLEX |  |  | 4010-9816 | DACT (POINT REPORTING) |  | 23062 | - | 34593 | 29980.6 | 29980.6 | 27674.4 | 26521.3 | 25368.2
SIMPLEX |  |  | 4010-9825 | 24VDC DISTRIBUTION BLOCK |  | 20479 | - | 30718.5 | 26622.7 | 26622.7 | 24574.8 | 23550.85 | 22526.9
SIMPLEX |  |  | 4010-9829 | 2 CKT CTY MOD W/OUT DISCONNECT |  | 10054 | - | 15081 | 13070.2 | 13070.2 | 12064.8 | 11562.1 | 11059.4
SIMPLEX |  |  | 4010-9830 | SUP RELEASING APPLIQUE KIT |  | 1175 | - | 1762.5 | 1527.5 | 1527.5 | 1410 | 1351.25 | 1292.5
SIMPLEX |  |  | 4010-9857 | 4010 DOOR ASSEMBLY BEIGE |  | 47242 | - | 70863 | 61414.6 | 61414.6 | 56690.4 | 54328.3 | 51966.2
SIMPLEX |  |  | 4010-9901 | VESDA HLI INTERFACE |  | 76448 | - | 114672 | 99382.4 | 99382.4 | 91737.6 | 87915.2 | 84092.8
SIMPLEX |  |  | 4010-9911 | ALARM RELAY MODULE |  | 9069 | - | 13603.5 | 11789.7 | 11789.7 | 10882.8 | 10429.35 | 9975.9
SIMPLEX |  |  | 4010-9914 | BLDG NETWORK INTERFACE CARD |  | 55109 | - | 82663.5 | 71641.7 | 71641.7 | 66130.8 | 63375.35 | 60619.9
SIMPLEX |  |  | 4010-9915 | BACPAC ETHERNET PORTAL |  | 150068 | - | 225102 | 195088.4 | 195088.4 | 180081.6 | 172578.2 | 165074.8
SIMPLEX |  |  | 4010-9916 | 25VDC VOLTAGE REGULATOR |  | 41152 | - | 61728 | 53497.6 | 53497.6 | 49382.4 | 47324.8 | 45267.2
SIMPLEX |  |  | 4010-9917 | MX LOOP MODULE |  | 26343 | - | 39514.5 | 34245.9 | 34245.9 | 31611.6 | 30294.45 | 28977.3
SIMPLEX |  |  | 4010-9918 | DUAL RS232 MODULE |  | 36130 | - | 54195 | 46969 | 46969 | 43356 | 41549.5 | 39743
SIMPLEX |  |  | 4010-9920 | 8 ZONE IDC MODULE CLASS B |  | 42160 | - | 63240 | 54808 | 54808 | 50592 | 48484 | 46376
SIMPLEX |  |  | 4010-9921 | 8 ZONE IDC MODULE CLASS A |  | 47647 | - | 71470.5 | 61941.1 | 61941.1 | 57176.4 | 54794.05 | 52411.7
SIMPLEX |  |  | 4010-9926 | TCP/IP PHYS BRIDGE CLASS B |  | 85242 | - | 127863 | 110814.6 | 110814.6 | 102290.4 | 98028.3 | 93766.2
SIMPLEX |  |  | 4010-9927 | TCP/IP PHYS BRIDGE CLASS X |  | 131274 | - | 196911 | 170656.2 | 170656.2 | 157528.8 | 150965.1 | 144401.4
SIMPLEX |  |  | 4010-9928 | DUAL VERT BLOCK CARD MTG KIT |  | 7563 | - | 11344.5 | 9831.9 | 9831.9 | 9075.6 | 8697.45 | 8319.3
SIMPLEX |  |  | 4010-9930 | IDNAC DUAL CLASS A ISOLATOR |  | 92714 | - | 139071 | 120528.2 | 120528.2 | 111256.8 | 106621.1 | 101985.4
SIMPLEX |  |  | 4010-9934 | ES NET FLAT NIC VERT MNT BRCKT |  | 4595 | - | 6892.5 | 5973.5 | 5973.5 | 5514 | 5284.25 | 5054.5
SIMPLEX |  |  | 4010-9935 | 8 POINT ZONE/RELAY MODULE |  | 42160 | - | 63240 | 54808 | 54808 | 50592 | 48484 | 46376
SIMPLEX |  |  | 2098-9484 | HEAT DETECTOR VERT N/O 302-135 |  | 4760 | - | 7140 | 6188 | 6188 | 5712 | 5474 | 5236
SIMPLEX |  |  | 2098-9486 | HEAT DETECTOR VERT N/O 302-AW-135 |  | 4854 | - | 7281 | 6310.2 | 6310.2 | 5824.8 | 5582.1 | 5339.4
SIMPLEX |  |  | 2098-9487 | HEAT DETECTOR VERT N/O 302-AW-194 |  | 4854 | - | 7281 | 6310.2 | 6310.2 | 5824.8 | 5582.1 | 5339.4
SIMPLEX |  |  | 2098-9488 | HEAT DETECTOR VERT N/O 302-EPM-135 |  | 9431 | - | 14146.5 | 12260.3 | 12260.3 | 11317.2 | 10845.65 | 10374.1
SIMPLEX |  |  | 2098-9489 | HEAT DETECTOR VERT N/O 302-EPM-194 |  | 9431 | - | 14146.5 | 12260.3 | 12260.3 | 11317.2 | 10845.65 | 10374.1
SIMPLEX |  |  | 2098-9490 | HEAT DETECTOR VERT N/O 302-ET-135 |  | 4854 | - | 7281 | 6310.2 | 6310.2 | 5824.8 | 5582.1 | 5339.4
SIMPLEX |  |  | 2098-9491 | HEAT DETECTOR VERT N/O 302-ET-194 |  | 4854 | - | 7281 | 6310.2 | 6310.2 | 5824.8 | 5582.1 | 5339.4
SIMPLEX |  |  | 2098-9494 | HEAT DETECTOR ADAPTOR AP-P |  | 808 | - | 1212 | 1050.4 | 1050.4 | 969.6 | 929.2 | 888.8
SIMPLEX |  |  | 2098-9715 | SMOKE DETECTOR WIRE GUARD |  | 10707 | - | 16060.5 | 13919.1 | 13919.1 | 12848.4 | 12313.05 | 11777.7
SIMPLEX |  |  | 2098-9716 | HEAT DETECTOR WIRE GUARD |  | 28930 | - | 43395 | 37609 | 37609 | 34716 | 33269.5 | 31823
SIMPLEX |  |  | 2098-9734 | 120V DETECTOR POWER PACK |  | 12172 | - | 18258 | 15823.6 | 15823.6 | 14606.4 | 13997.8 | 13389.2
SIMPLEX |  |  | 2098-9735 | DET/EOL RELAY 24VDC |  | 2647 | - | 3970.5 | 3441.1 | 3441.1 | 3176.4 | 3044.05 | 2911.7
SIMPLEX |  |  | 2098-9736 | DET/EOL RELAY 120VAC |  | 4223 | - | 6334.5 | 5489.9 | 5489.9 | 5067.6 | 4856.45 | 4645.3
SIMPLEX |  |  | 2098-9737 | DET/ACC RELAY DPDT 3A FOR 9536 |  | 6741 | - | 10111.5 | 8763.3 | 8763.3 | 8089.2 | 7752.15 | 7415.1
SIMPLEX |  |  | 2098-9739 | DET/ACC EOL 24VDC |  | 2733 | - | 4099.5 | 3552.9 | 3552.9 | 3279.6 | 3142.95 | 3006.3
SIMPLEX |  |  | 2098-9806 | REMOTE TEST STA RED LED KEY SW |  | 2028 | - | 3042 | 2636.4 | 2636.4 | 2433.6 | 2332.2 | 2230.8
SIMPLEX |  |  | 2098-9808 | REMOTE ALARM INDICATOR |  | 877 | - | 1315.5 | 1140.1 | 1140.1 | 1052.4 | 1008.55 | 964.7
SIMPLEX |  |  | 4902-9210 | CHIME WALL MOUNT RED |  | 6445 | - | 9667.5 | 8378.5 | 8378.5 | 7734 | 7411.75 | 7089.5
SIMPLEX |  |  | 4902-9211 | CHIME WALL MOUNT WHITE |  | 4105 | - | 6157.5 | 5336.5 | 5336.5 | 4926 | 4720.75 | 4515.5
SIMPLEX |  |  | 4902-9717 | SPEAKER 25V/70VRMS WHT CEIL TRUEA |  | 3299 | - | 4948.5 | 4288.7 | 4288.7 | 3958.8 | 3793.85 | 3628.9
SIMPLEX |  |  | 4902-9722 | SPKR 25/70VRMS RED CEIL BLANK |  | 3807 | - | 5710.5 | 4949.1 | 4949.1 | 4568.4 | 4378.05 | 4187.7
SIMPLEX |  |  | 4606-9102BA | REMOTE LCD ANNUN FOR 4010ES |  | 37926 | - | 56889 | 49303.8 | 49303.8 | 45511.2 | 43614.9 | 41718.6
SIMPLEX |  |  | 4606-9205 | 4007ES COLOR LCD ANNUN, PLAT |  | 53598 | - | 80397 | 69677.4 | 69677.4 | 64317.6 | 61637.7 | 58957.8
SIMPLEX |  |  | 4603-9101BA | LCD ANNUNCIATOR BA |  | 38808 | - | 58212 | 50450.4 | 50450.4 | 46569.6 | 44629.2 | 42688.8
SIMPLEX |  |  | 4098-9714 | ID NET PHOTO SENSOR AUSTRALIA |  | 3036 | - | 4554 | 3946.8 | 3946.8 | 3643.2 | 3491.4 | 3339.6
SIMPLEX |  |  | 4098-9733EA | HEAT SENSOR AUSTRALIA |  | 1799 | - | 2698.5 | 2338.7 | 2338.7 | 2158.8 | 2068.85 | 1978.9
SIMPLEX |  |  | 4098-9734 | HIGH TEMP HEAT SENSOR |  | 1678 | - | 2517 | 2181.4 | 2181.4 | 2013.6 | 1929.7 | 1845.8
SIMPLEX |  |  | 4098-9747 | CO CARTRIDGE EXTENDED LIFE |  | 10675 | - | 16012.5 | 13877.5 | 13877.5 | 12810 | 12276.25 | 11742.5
SIMPLEX |  |  | 4098-9750 | SSD IN-DUCT SENSOR HOUS WITH REL |  | 14515 | - | 21772.5 | 18869.5 | 18869.5 | 17418 | 16692.25 | 15966.5
SIMPLEX |  |  | 4098-9750C | IN-DUCT SENSOR NO RELAY CANADI |  | 12148 | - | 18222 | 15792.4 | 15792.4 | 14577.6 | 13970.2 | 13362.8
SIMPLEX |  |  | 4098-9751 | SSD IN-DUCT SENSOR HOUS WITH REL |  | 14767 | - | 22150.5 | 19197.1 | 19197.1 | 17720.4 | 16982.05 | 16243.7
SIMPLEX |  |  | 4098-9755 | DUCT SENSOR HOUSING |  | 12262 | - | 18393 | 15940.6 | 15940.6 | 14714.4 | 14101.3 | 13488.2
SIMPLEX |  |  | 4098-9755EA | DUCT SENSOR HOUSING, EA |  | 11765 | - | 17647.5 | 15294.5 | 15294.5 | 14118 | 13529.75 | 12941.5
SIMPLEX |  |  | 4098-9756 | DUCT SENSOR HOUSING 4-WIRE |  | 14360 | - | 21540 | 18668 | 18668 | 17232 | 16514 | 15796
SIMPLEX |  |  | 4098-9764BA | PHOTO SENSOR WITH HEAT, BA |  | 11721 | - | 17581.5 | 15237.3 | 15237.3 | 14065.2 | 13479.15 | 12893.1
SIMPLEX |  |  | 4098-9764BK | PHOTO SENSOR WITH HEAT, BK |  | 3004 | - | 4506 | 3905.2 | 3905.2 | 3604.8 | 3454.6 | 3304.4
SIMPLEX |  |  | 4098-9767 | IDNET ISOLATOR2 BASE |  | 6309 | - | 9463.5 | 8201.7 | 8201.7 | 7570.8 | 7255.35 | 6939.9
SIMPLEX |  |  | 4098-9771 | CO SOUNDER BASE EXTENDED LIFE |  | 16120 | - | 24180 | 20956 | 20956 | 19344 | 18538 | 17732
SIMPLEX |  |  | 4098-9772 | 520HZ SOUNDER BASE |  | 6122 | - | 9183 | 7958.6 | 7958.6 | 7346.4 | 7040.3 | 6734.2
SIMPLEX |  |  | 4098-9773 | 520HZ SOUNDER BASE WITH CO |  | 14360 | - | 21540 | 18668 | 18668 | 17232 | 16514 | 15796
SIMPLEX |  |  | 4098-9774 | SSD PHOTO SENSOR BLACK |  | 1792 | - | 2688 | 2329.6 | 2329.6 | 2150.4 | 2060.8 | 1971.2
SIMPLEX |  |  | 4098-9775 | SSD SENSOR BASE W/ LED BLACK |  | 2226 | - | 3339 | 2893.8 | 2893.8 | 2671.2 | 2559.9 | 2448.6
SIMPLEX |  |  | 4098-9776 | SSD SENSOR BASE BLACK |  | 2095 | - | 3142.5 | 2723.5 | 2723.5 | 2514 | 2409.25 | 2304.5
SIMPLEX |  |  | 4098-9777 | SENSOR BASE W/ ISOLATOR BLACK |  | 4848 | - | 7272 | 6302.4 | 6302.4 | 5817.6 | 5575.2 | 5332.8
SIMPLEX |  |  | 4098-9778 | SSD HEAT SENSOR BLACK |  | 3412 | - | 5118 | 4435.6 | 4435.6 | 4094.4 | 3923.8 | 3753.2
SIMPLEX |  |  | 4098-9780 | 2 WIRE RELAY SENSOR BASE |  | 3184 | - | 4776 | 4139.2 | 4139.2 | 3820.8 | 3661.6 | 3502.4
SIMPLEX |  |  | 4098-9780E | 2 WIRE RELAY SENSOR BASE ENHANCE |  | 3321 | - | 4981.5 | 4317.3 | 4317.3 | 3985.2 | 3819.15 | 3653.1
SIMPLEX |  | new model | 701p | smoke detector | 601p old model | 2109 | - | 3163.5 | 2741.7 | 2741.7 | 2530.8 | 2425.35 | 2319.9
HONEYWELL | Conventional | SYSTEM SENSOR | 882 | 2-wire Smoke Detector with base (B801RA) |  | 1530 | - | 2295 | 1989 | 1989 | 1836 | 1759.5 | 1683
HONEYWELL | Conventional | SYSTEM SENSOR | 885 | Heat Detector with base (B801RA) |  | 1300 | - | 1950 | 1690 | 1690 | 1560 | 1495 | 1430
HONEYWELL | Conventional | SYSTEM SENSOR | B801RA | Conventional Detector Base-800 series |  | 270 | - | 405 | 351 | 351 | 324 | 310.5 | 297
HONEYWELL | Conventional | SYSTEM SENSOR | M400K | Breakglass Call Point (Conventional)with base (PS031W) | Note: Laging walang stock, please offer MCP2A | 1470 | - | 2205 | 1911 | 1911 | 1764 | 1690.5 | 1617
HONEYWELL | Addressable | MORLEY LITE | MCP2A/R470SF/01 | Manual Call Point Red with Back Box |  | 1930 | - | 2895 | 2509 | 2509 | 2316 | 2219.5 | 2123
HONEYWELL | Conventional | SYSTEM SENSOR | SSM24-6 | Bell 6" 24VDC |  | 2260 | - | 3390 | 2938 | 2938 | 2712 | 2599 | 2486
HONEYWELL | Conventional | SYSTEM SENSOR | SSM24-8 | Bell 8" 24VDC |  | 2700 | - | 4050 | 3510 | 3510 | 3240 | 3105 | 2970
HONEYWELL | Conventional | SYSTEM SENSOR | SYS-HS | Horn / Strobe |  | 3100 | - | 4650 | 4030 | 4030 | 3720 | 3565 | 3410
HONEYWELL | Conventional | FIRELITE - UL LISTED | 2W-B | SYSTEM SENSOR i3 Series |  | 2030 | - | 3045 | 2639 | 2639 | 2436 | 2334.5 | 2233
HONEYWELL | Conventional | FIRELITE - UL LISTED | 2WT-B | manual call point |  | 2280 | - | 3420 | 2964 | 2964 | 2736 | 2622 | 2508
HONEYWELL | Conventional | FIRELITE - UL LISTED | BG-12LRA | FIRELITE Dual-Action Agent Release Stations |  | 5080 | - | 7620 | 6604 | 6604 | 6096 | 5842 | 5588
HONEYWELL | Conventional | FIRELITE - UL LISTED | ANN-80 | Annunciator |  | 8230 | - | 12345 | 10699 | 10699 | 9876 | 9464.5 | 9053
HONEYWELL | Addressable | MORLEY DXC | HM/FHSE HM/FHSE-AP | Morley-IAS addressable HEAT detectors |  | 1750 | - | 2625 | 2275 | 2275 | 2100 | 2012.5 | 1925
HONEYWELL | Addressable | MORLEY DXC | HM/PSE HM/PSE-AP | Morley-IAS addressable Optical SMOKE detector |  | 2240 | - | 3360 | 2912 | 2912 | 2688 | 2576 | 2464
HONEYWELL | Addressable | MORLEY DXC | WSS-PR-N05 | MORLEY-IAS Addressable Wall Sounder Beacon |  | 9140 | - | 13710 | 11882 | 11882 | 10968 | 10511 | 10054
HONEYWELL | Addressable | MORLEY DXC | MI/B501AP/IV | Plug-in Detector Base for Addressable SD, HD, Strobe |  | 290 | - | 435 | 377 | 377 | 348 | 333.5 | 319
HONEYWELL | Addressable | MORLEY DXC | BSS-DR-N05 | Morley - IAS-Addressable Integrated Detector Base alternative for MI/B501AP/IV |  | 5230 | - | 7845 | 6799 | 6799 | 6276 | 6014.5 | 5753
HONEYWELL | Addressable | MORLEY DXC | HM/MCP/GLASS | MORLEY-IAS Addressable Manual Call Point |  | 2030 | - | 3045 | 2639 | 2639 | 2436 | 2334.5 | 2233
HONEYWELL | Addressable | MORLEY DXC | PS031W | Surface Mounting Box for MCP |  | 390 | - | 585 | 507 | 507 | 468 | 448.5 | 429
HONEYWELL | Addressable | MORLEY DXC | MI/MCP/FLEX | MORLEY-IAS ADDRESSABLE FLEXIBLE MANUAL CALL POINT |  | 4520 | - | 6780 | 5876 | 5876 | 5424 | 5198 | 4972
HONEYWELL | Addressable | MORLEY DXC | MI/D240CMO | 240V SingleOutput Control Module |  | 3240 | - | 4860 | 4212 | 4212 | 3888 | 3726 | 3564
HONEYWELL | Addressable | MORLEY DXC | MI/DCMOE | Single Output Control Module |  | 4170 | - | 6255 | 5421 | 5421 | 5004 | 4795.5 | 4587
HONEYWELL | Addressable | MORLEY DXC | MI/DCZRME | Conventional Zone interface Module |  | 6470 | - | 9705 | 8411 | 8411 | 7764 | 7440.5 | 7117
HONEYWELL | Addressable | MORLEY DXC | MI/DMMIE | Single Channel Input Module |  | 3990 | - | 5985 | 5187 | 5187 | 4788 | 4588.5 | 4389
HONEYWELL | Addressable | MORLEY DXC | 020-910 | Expansion Mimic PCB |  | 10130 | - | 15195 | 13169 | 13169 | 12156 | 11649.5 | 11143
HONEYWELL | Addressable | MORLEY DXC | 709-601-001 | MORLEY-IAS Active Repeater Panel | ALL PANELS ARE EXCLUSIVE OF BACK-UP BATTERIES. 12V 7AH BACK-UP BATTERY - 550.00 EACH | 72090 | - | 108135 | 93717 | 93717 | 86508 | 82903.5 | 79299
HONEYWELL | Addressable | MORLEY DXC | 709-701-001 | MORLEY-IAS Passive Repeater Panel | ALL PANELS ARE EXCLUSIVE OF BACK-UP BATTERIES. 12V 7AH BACK-UP BATTERY - 550.00 EACH | 62000 | - | 93000 | 80600 | 80600 | 74400 | 71300 | 68200
HONEYWELL | Addressable | MORLEY DXC | 714/001/105 | DXc Half loop Fire Alarm Control Panel | ALL PANELS ARE EXCLUSIVE OF BACK-UP BATTERIES. 12V 7AH BACK-UP BATTERY - 550.00 EACH | 15000 | - | 22500 | 19500 | 19500 | 18000 | 17250 | 16500
HONEYWELL | Addressable | MORLEY DXC | 714/001/115 | DXc1 One loop Fire Alarm Control Panel | ALL PANELS ARE EXCLUSIVE OF BACK-UP BATTERIES. 12V 7AH BACK-UP BATTERY - 550.00 EACH | 77040 | - | 115560 | 100152 | 100152 | 92448 | 88596 | 84744
HONEYWELL | Addressable | MORLEY DXC | 714/001/225 | DXc2 Two loop Fire Alarm Control Panel | ALL PANELS ARE EXCLUSIVE OF BACK-UP BATTERIES. 12V 7AH BACK-UP BATTERY - 550.00 EACH | 92620 | - | 138930 | 120406 | 120406 | 111144 | 106513 | 101882
HONEYWELL | Addressable | MORLEY DXC | 714/001/245 | DXc4 Four loop Fire Alarm Control Panel | ALL PANELS ARE EXCLUSIVE OF BACK-UP BATTERIES. 12V 7AH BACK-UP BATTERY - 550.00 EACH | 176550 | - | 264825 | 229515 | 229515 | 211860 | 203032.5 | 194205
HONEYWELL | Addressable | MORLEY DXC | 795-099 | MORLEY-IAS Comsec Protection System |  | 25230 | - | 37845 | 32799 | 32799 | 30276 | 29014.5 | 27753
HONEYWELL | Addressable | MORLEY DXC | 795/111 | MORLEY-IAS 2 Loops Expansion Card |  | 39220 | - | 58830 | 50986 | 50986 | 47064 | 45103 | 43142
HONEYWELL | Addressable | MORLEY DXC | BLE/KIT | MORLEY PSoC 4 Bluetooth Low Energy |  | 3600 | - | 5400 | 4680 | 4680 | 4320 | 4140 | 3960
HONEYWELL | Addressable | MORLEY DXC | 020-891 | MORLEY-IAS USB Upload/Download Lead |  | 22190 | - | 33285 | 28847 | 28847 | 26628 | 25518.5 | 24409
HONEYWELL | Addressable | FIRELITE - UL LISTED | H/355R | Rate-compensated thermal detector |  | 1420 | - | 2130 | 1846 | 1846 | 1704 | 1633 | 1562
HONEYWELL | Addressable | MORLEY LITE | HML/100/4A | 4 Zone Fire Alarm Control Panel | ALL PANELS ARE EXCLUSIVE OF BACK-UP BATTERIES. 12V 7AH BACK-UP BATTERY - 550.00 EACH | 36250 | - | 54375 | 47125 | 47125 | 43500 | 41687.5 | 39875
HONEYWELL | Addressable | MORLEY LITE | HML/100/6A | 6 Zone Fire Alarm Control Panel | ALL PANELS ARE EXCLUSIVE OF BACK-UP BATTERIES. 12V 7AH BACK-UP BATTERY - 550.00 EACH | 43940 | - | 65910 | 57122 | 57122 | 52728 | 50531 | 48334
HONEYWELL | Addressable | MORLEY LITE | HML/100/8A | 8 Zone Fire Alarm Control Panel | ALL PANELS ARE EXCLUSIVE OF BACK-UP BATTERIES. 12V 7AH BACK-UP BATTERY - 550.00 EACH | 47830 | - | 71745 | 62179 | 62179 | 57396 | 55004.5 | 52613
HONEYWELL | Addressable | MORLEY LITE | HML/PSE | Photo-Electric Smoke Detector |  | 1300 | - | 1950 | 1690 | 1690 | 1560 | 1495 | 1430
HONEYWELL | Addressable | MORLEY LITE | HML/RHSE | Heat Detector |  | 770 | - | 1155 | 1001 | 1001 | 924 | 885.5 | 847
HONEYWELL | Addressable | MORLEY LITE | HML/PTSE | Photo-Electric Smoke & Heat Detector |  | 1350 | - | 2025 | 1755 | 1755 | 1620 | 1552.5 | 1485
HONEYWELL | Addressable | MORLEY LITE | B/401 | Plug in detector base |  | 180 | - | 270 | 234 | 234 | 216 | 207 | 198
HONEYWELL | Addressable | MORLEY LITE | MHR/1 | Red Mini Horn, Red, UL certified |  | 2090 | - | 3135 | 2717 | 2717 | 2508 | 2403.5 | 2299
HONEYWELL | Addressable | MORLEY LITE | S300RPTU | Hand Held Programmer |  | 27690 | - | 41535 | 35997 | 35997 | 33228 | 31843.5 | 30459
HONEYWELL | Addressable |  | 4208U-4208SN | 8 Zone Expansion Module |  |  | - | 0 | 0 | 0 | 0 | 0 | 0
HONEYWELL | Addressable | STX / SMX MORLEY UL | 615-000-002 | STX 1 loop panel supporting up to 98devices , GREY PLASTIC ENCLOSURE | ALL PANELS ARE EXCLUSIVE OF BACK-UP BATTERIES. 12V 7AH BACK-UP BATTERY - 550.00 EACH |  | - | 0 | 0 | 0 | 0 | 0 | 0
HONEYWELL | Addressable | STX / SMX MORLEY UL | 615-000-002-R | STX 1 loop panel supporting up to 98devices , RED PLASTIC ENCLOSURE | ALL PANELS ARE EXCLUSIVE OF BACK-UP BATTERIES. 12V 7AH BACK-UP BATTERY - 550.00 EACH | 56680 | - | 85020 | 73684 | 73684 | 68016 | 65182 | 62348
HONEYWELL | Addressable | STX / SMX MORLEY UL | 615-000-102-R | STX 1 loop panel supporting up to 198devices , RED PLASTIC ENCLOSURE• | ALL PANELS ARE EXCLUSIVE OF BACK-UP BATTERIES. 12V 7AH BACK-UP BATTERY - 550.00 EACH | 73450 | - | 110175 | 95485 | 95485 | 88140 | 84467.5 | 80795
HONEYWELL | Addressable | STX / SMX MORLEY UL | 615-000-202-R | STX 2 loop panel supporting up to 396devices , RED PLASTIC ENCLOSURE | ALL PANELS ARE EXCLUSIVE OF BACK-UP BATTERIES. 12V 7AH BACK-UP BATTERY - 550.00 EACH | 82210 | - | 123315 | 106873 | 106873 | 98652 | 94541.5 | 90431
HONEYWELL | Addressable | STX / SMX MORLEY UL | 915-100-102-R | SMX 1 loop panel supporting up to 198 devices , RED METAL ENCLOSURE | ALL PANELS ARE EXCLUSIVE OF BACK-UP BATTERIES. 12V 7AH BACK-UP BATTERY - 550.00 EACH | 86610 | - | 129915 | 112593 | 112593 | 103932 | 99601.5 | 95271
HONEYWELL | Addressable | STX / SMX MORLEY UL | 915-100-202-R | SMX 2 loop panel supporting up to 396 devices , RED METAL ENCLOSURE | ALL PANELS ARE EXCLUSIVE OF BACK-UP BATTERIES. 12V 7AH BACK-UP BATTERY - 550.00 EACH | 106630 | - | 159945 | 138619 | 138619 | 127956 | 122624.5 | 117293
HONEYWELL | Addressable | STX / SMX MORLEY UL | 915-100-402-R | SMX 4 loop panel supporting up to 792 devices , RED METAL ENCLOSURE | ALL PANELS ARE EXCLUSIVE OF BACK-UP BATTERIES. 12V 7AH BACK-UP BATTERY - 550.00 EACH | 143130 | - | 214695 | 186069 | 186069 | 171756 | 164599.5 | 157443
HONEYWELL | Addressable | STX / SMX MORLEY UL | 315-040 | LED ANNUNCIATOR |  | 36230 | - | 54345 | 47099 | 47099 | 43476 | 41664.5 | 39853
HONEYWELL | Addressable | STX / SMX MORLEY UL | 315-080 | LCD ANNUNCIATOR |  | 25700 | - | 38550 | 33410 | 33410 | 30840 | 29555 | 28270
HONEYWELL | Addressable | STX / SMX MORLEY UL | HM/PSE/UL/W | HONEYWELL ADDRESSABLE Photoelectric Smoke Detector W/ B501 Base |  | 2220 | - | 3330 | 2886 | 2886 | 2664 | 2553 | 2442
HONEYWELL | Addressable | STX / SMX MORLEY UL | HM/FHSE/UL | HONEYWELL ADDRESSABLE Heat Detector (W/ B501 Base) |  | 1960 | - | 2940 | 2548 | 2548 | 2352 | 2254 | 2156
HONEYWELL | Addressable | STX / SMX MORLEY UL | HM/MCP/GLASS/UL | HONEYWELL ADDRESSABLE Manual Call Point |  | 2150 | - | 3225 | 2795 | 2795 | 2580 | 2472.5 | 2365
HONEYWELL | Addressable | STX / SMX MORLEY UL | MUS041W | HONEYWELL Surface Mounting Box, Red |  | 390 | - | 585 | 507 | 507 | 468 | 448.5 | 429
HONEYWELL | Addressable | STX / SMX MORLEY UL | HM/DCMO/UL | HONEYWELL ADDRESSABLE Control Module |  | 2810 | - | 4215 | 3653 | 3653 | 3372 | 3231.5 | 3091
HONEYWELL | Addressable | STX / SMX MORLEY UL | HM/DCZRM/UL | HONEYWELL ADDRESSABLE Interface Module |  | 2400 | - | 3600 | 3120 | 3120 | 2880 | 2760 | 2640
HONEYWELL | Addressable | STX / SMX MORLEY UL | HM/DISO/UL | HONEYWELL Isolator Module |  | 1540 | - | 2310 | 2002 | 2002 | 1848 | 1771 | 1694
HONEYWELL | Addressable | STX / SMX MORLEY UL | HM/D240CMO/UL | HONEYWELL ADDRESSABLE Relay Module |  | 1910 | - | 2865 | 2483 | 2483 | 2292 | 2196.5 | 2101
HONEYWELL | Addressable | STX / SMX MORLEY UL | HM/DMMI/UL | HONEYWELL ADDRESSABLE Monitor Module |  | 2040 | - | 3060 | 2652 | 2652 | 2448 | 2346 | 2244
HONEYWELL | Addressable | STX / SMX MORLEY UL | HM/MM3E/UL | HONEYWELL ADDRESSABLE Mini-Monitor Module |  | 1730 | - | 2595 | 2249 | 2249 | 2076 | 1989.5 | 1903
HONEYWELL | Addressable | STX / SMX MORLEY UL | 315-508 | HONEYWELL BLUETOOTH DONGLE |  | 3290 | - | 4935 | 4277 | 4277 | 3948 | 3783.5 | 3619
HONEYWELL |  | CONVENTIONAL SYSTEM | OSD-3230 | CONVENTIONAL OPTICAL SMOKE DETECTOR (NEW)/ WITH BASE |  | 630 | - | 945 | 819 | 819 | 756 | 724.5 | 693
HONEYWELL |  | NEW SYSTEM SENSOR PANEL | SS/2ZEC | System Sensor Compact Series 2 Zone Fire Alarm Control Panel | ALL PANELS ARE EXCLUSIVE OF BACK-UP BATTERIES. 12V 7AH BACK-UP BATTERY - 550.00 EACH | 12400 | - | 18600 | 16120 | 16120 | 14880 | 14260 | 13640
HONEYWELL |  | NEW SYSTEM SENSOR PANEL | SS/4ZEC | System Sensor Compact Series 4 Zone Fire Alarm Control Panel | ALL PANELS ARE EXCLUSIVE OF BACK-UP BATTERIES. 12V 7AH BACK-UP BATTERY - 550.00 EACH | 13260 | - | 19890 | 17238 | 17238 | 15912 | 15249 | 14586
HONEYWELL |  | NEW SYSTEM SENSOR PANEL | SS/6ZEC | System Sensor Compact Series 6 Zone Fire Alarm Control Panel | ALL PANELS ARE EXCLUSIVE OF BACK-UP BATTERIES. 12V 7AH BACK-UP BATTERY - 550.00 EACH | 24570 | - | 36855 | 31941 | 31941 | 29484 | 28255.5 | 27027
HONEYWELL |  | NEW SYSTEM SENSOR PANEL | SS/8ZE | System Sensor 8 Zone Fire Alarm Control Panel | ALL PANELS ARE EXCLUSIVE OF BACK-UP BATTERIES. 12V 7AH BACK-UP BATTERY - 550.00 EACH | 29560 | - | 44340 | 38428 | 38428 | 35472 | 33994 | 32516
HONEYWELL |  | (NEW) MORLEY MAX EN | MA-1000-02 | Morley-IAS Max 1 Loop panel | ALL PANELS ARE EXCLUSIVE OF BACK-UP BATTERIES. 12V 7AH BACK-UP BATTERY - 550.00 EACH | 113720 | - | 170580 | 147836 | 147836 | 136464 | 130778 | 125092
HONEYWELL |  | (NEW) MORLEY MAX EN | MA-2000-02 | Morley-IAS Max Dual Loop Networkable |  | 132970 | - | 199455 | 172861 | 172861 | 159564 | 152915.5 | 146267
HONEYWELL |  | (NEW) MORLEY MAX EN | MA-8000-02 | Morley-IAS Max 4 Loop Expandable to 8 Loop |  | 183130 | - | 274695 | 238069 | 238069 | 219756 | 210599.5 | 201443
HONEYWELL |  | (NEW) MORLEY MAX EN | MA-LIB2-02 | 1 Expansion card loop Morley-IAS for MA-8000 total 6 loop, 2 Expansion card loop Morley-IAS for MA-8000 total 8 loop |  | 39070 | - | 58605 | 50791 | 50791 | 46884 | 44930.5 | 42977
HONEYWELL |  | FAASTFLEX | FLX-010 | FAAST FLeXTM ASPIRATING DETECTOR FAAST FLEX 1-pipe Stand-alone |  | 173540 | - | 260310 | 225602 | 225602 | 208248 | 199571 | 190894
HONEYWELL |  | FAASTFLEX | FLX-020 | FAAST FLeXTM ASPIRATING DETECTOR FAAST FLEX 2-pipe Stand-alone |  | 225930 | - | 338895 | 293709 | 293709 | 271116 | 259819.5 | 248523
GAMEWELL BY HONEYWELL | Addressable | Fire Alarm | 1100-0450 | Command Center, Blank Plate, Single Size (Pack Of 3 Plates) |  | 3596 | - | 5394 | 4674.8 | 4674.8 | 4315.2 | 4135.4 | 3955.6
GAMEWELL BY HONEYWELL | Addressable | Fire Alarm | 1100-0455 | Asm-16 Programmable Switch Module |  | 26141 | - | 39211.5 | 33983.3 | 33983.3 | 31369.2 | 30062.15 | 28755.1
GAMEWELL BY HONEYWELL | Addressable | Fire Alarm | 1100-0503 | Anu-48 Led Driver Module |  | 24461 | - | 36691.5 | 31799.3 | 31799.3 | 29353.2 | 28130.15 | 26907.1
GAMEWELL BY HONEYWELL | Addressable | Devices, Modules, Pulls & Accessories | AMM-2F | Addressable Monitor Module, Class “B” | Note: Laging walang stock, please offer MCP2A | 3024 | - | 4536 | 3931.2 | 3931.2 | 3628.8 | 3477.6 | 3326.4
GAMEWELL BY HONEYWELL | Addressable | Devices, Modules, Pulls & Accessories | AMM-2IF | Addressable Dual Monitor Module, 2 Circuit |  | 3764 | - | 5646 | 4893.2 | 4893.2 | 4516.8 | 4328.6 | 4140.4
GAMEWELL BY HONEYWELL | Addressable | Devices, Modules, Pulls & Accessories | AMM-2RIF | Addressable 2 Input / 2 Output Module |  | 12735 | - | 19102.5 | 16555.5 | 16555.5 | 15282 | 14645.25 | 14008.5
GAMEWELL BY HONEYWELL | Addressable | Devices, Modules, Pulls & Accessories | AMM-4F | Addressable Monitor Module, Class “A” |  | 3024 | - | 4536 | 3931.2 | 3931.2 | 3628.8 | 3477.6 | 3326.4
GAMEWELL BY HONEYWELL | Addressable | Devices, Modules, Pulls & Accessories | AMM-4SF | Addressable Sub-Loop Module, Class “A” |  | 3024 | - | 4536 | 3931.2 | 3931.2 | 3628.8 | 3477.6 | 3326.4
GAMEWELL BY HONEYWELL | Addressable | Devices, Modules, Pulls & Accessories | AOM-2RF | Addressable Output Relay Control Module |  | 3932 | - | 5898 | 5111.6 | 5111.6 | 4718.4 | 4521.8 | 4325.2
GAMEWELL BY HONEYWELL | Addressable | Devices, Modules, Pulls & Accessories | AOM-2SF | Addressable Output Signal Module |  | 4100 | - | 6150 | 5330 | 5330 | 4920 | 4715 | 4510
GAMEWELL BY HONEYWELL | Addressable | Devices, Modules, Pulls & Accessories | ASD-PL3R | Analog Photoelectronic Sensor, Remote Test Capable, Velociti Only, Bright White Color |  | 3024 | - | 4536 | 3931.2 | 3931.2 | 3628.8 | 3477.6 | 3326.4
GAMEWELL BY HONEYWELL | Addressable | Devices, Modules, Pulls & Accessories | ASD-PTL3 | Analog Photoelectronic Sensor With 135° Thermal Sensor, Velociti Only, Bright White Color |  | 3360 | - | 5040 | 4368 | 4368 | 4032 | 3864 | 3696
GAMEWELL BY HONEYWELL | Addressable | Devices, Modules, Pulls & Accessories | ATD-L3 | Thermal Sensor 135°, Velociti Only, Bright White Color |  | 2856 | - | 4284 | 3712.8 | 3712.8 | 3427.2 | 3284.4 | 3141.6
GAMEWELL BY HONEYWELL | Addressable | Devices, Modules, Pulls & Accessories | ATD-L3H | Thermal Sensor 190°, Velociti Only, Bright White Color |  | 2856 | - | 4284 | 3712.8 | 3712.8 | 3427.2 | 3284.4 | 3141.6
GAMEWELL BY HONEYWELL | Addressable | Devices, Modules, Pulls & Accessories | ATD-L3R | Thermal sensor Rate of Rise 15° / 135°, Velociti only, bright white color |  | 3159 | - | 4738.5 | 4106.7 | 4106.7 | 3790.8 | 3632.85 | 3474.9
GAMEWELL BY HONEYWELL | Addressable | Devices, Modules, Pulls & Accessories | ASD-PL3 | Analog photoelectronic sensor, Velociti only, bright white color |  | 3545 | - | 5317.5 | 4608.5 | 4608.5 | 4254 | 4076.75 | 3899.5
GAMEWELL BY HONEYWELL | BASE |  | B200S-LF-WH | Intelligent, Addressable, Programmable Low Frequency Plug-In Sounder Base. High Or Low Volume Output With Ansi Temporal 3 Or Temporal 4, Continuous March Time Or Custom Tone; White |  | 15120 | - | 22680 | 19656 | 19656 | 18144 | 17388 | 16632
GAMEWELL BY HONEYWELL | BASE |  | B200SR-LF-WH | Intelligent Low-Frequency Plug-In Sunder Base With Ansi Temporal 3 Or Continous Tone; White |  | 15120 | - | 22680 | 19656 | 19656 | 18144 | 17388 | 16632
GAMEWELL BY HONEYWELL | BASE |  | B200SR-WH | Intelligent Plug-In Sounder Base With Ansi Temporal 3 Or Continuous Tone; White |  | 8904 | - | 13356 | 11575.2 | 11575.2 | 10684.8 | 10239.6 | 9794.4
GAMEWELL BY HONEYWELL | BASE |  | B200S-WH | Intelligent, Addressable, Programmable Plug-In Sounder Base High Or Low Volume Output With Ansi Temporal 3 Or Temporal 4, Continuous, March Or Custom Tone; White |  | 7224 | - | 10836 | 9391.2 | 9391.2 | 8668.8 | 8307.6 | 7946.4
GAMEWELL BY HONEYWELL | BASE |  | B224BI-WH | Intelligent Isolator Base; White |  | 4368 | - | 6552 | 5678.4 | 5678.4 | 5241.6 | 5023.2 | 4804.8
GAMEWELL BY HONEYWELL | BASE |  | B224RB-WH | Intelligent Relay Base; White |  | 6720 | - | 10080 | 8736 | 8736 | 8064 | 7728 | 7392
GAMEWELL BY HONEYWELL | BASE |  | B300-6 | Intelligent Flanged Mounting Base; 6" Inch; White |  | 1613 | - | 2419.5 | 2096.9 | 2096.9 | 1935.6 | 1854.95 | 1774.3
GAMEWELL BY HONEYWELL | BASE |  | B501-BL | Intelligent Detector Base, Without Flange; Black |  | 639 | - | 958.5 | 830.7 | 830.7 | 766.8 | 734.85 | 702.9
GAMEWELL BY HONEYWELL | BASE |  | B501-WHITE | 4" Base, No Flange, Bright White Color |  | 1109 | - | 1663.5 | 1441.7 | 1441.7 | 1330.8 | 1275.35 | 1219.9
GAMEWELL BY HONEYWELL | Addressable | Devices, Modules, Pulls & Accessories | CB500 | Control Module Barrier, Required By Ul To Separate Power Limited And Non Power Limited Wiring In Modules |  | 683 | - | 1024.5 | 887.9 | 887.9 | 819.6 | 785.45 | 751.3
GAMEWELL BY HONEYWELL | Addressable |  | E3BB-BA2 | A2 Size, Remote Enclosure, Black, W/Inner Door, Lcd Slot (Lcd-E3, Lcd-Slp) |  | 28560 | - | 42840 | 37128 | 37128 | 34272 | 32844 | 31416
GAMEWELL BY HONEYWELL | AUDIO ¦ ECS |  | ECC-FFT | Assy,Fnl,Ecc-Fft,Fire Fighter Tel Consl |  | 122170 | - | 183255 | 158821 | 158821 | 146604 | 140495.5 | 134387
GAMEWELL BY HONEYWELL | AUDIO ¦ ECS |  | FHS-F | Assy,Fnl,Tel Handset,Ptt,Std 1/4" Plug |  | 19152 | - | 28728 | 24897.6 | 24897.6 | 22982.4 | 22024.8 | 21067.2
GAMEWELL BY HONEYWELL | Addressable | Fire Alarm | FML-E3 | Fiber Loop Module, Multi Mode - Single Channel, Up To 2 Channels Per Rpt-E3-Utp Or Ini-Vg |  | 45360 | - | 68040 | 58968 | 58968 | 54432 | 52164 | 49896
GAMEWELL BY HONEYWELL | Addressable | Fire Alarm | FPJ-F | Fire Phone Jack With Contact Closure |  | 7560 | - | 11340 | 9828 | 9828 | 9072 | 8694 | 8316
GAMEWELL BY HONEYWELL | Network Graphic Workstations |  | FPT-GATE-3 | Focalpoint Gateway-3 With Enclosure, Black |  | 62496 | - | 93744 | 81244.8 | 81244.8 | 74995.2 | 71870.4 | 68745.6
GAMEWELL BY HONEYWELL | Addressable | Fire Alarm | FSL-E3 | Fiber Loop Module, Single Mode - Single Channel, Up To 2 Channels Per Rpt-E3-Utp Or Ini-Vg |  | 53088 | - | 79632 | 69014.4 | 69014.4 | 63705.6 | 61051.2 | 58396.8
GAMEWELL BY HONEYWELL | Conventional | Detectors & Initiating Devices | GWMPS-1T | Single Action Metal Pull Station, Terminals |  | 5712 | - | 8568 | 7425.6 | 7425.6 | 6854.4 | 6568.8 | 6283.2
GAMEWELL BY HONEYWELL | Addressable | Devices, Modules, Pulls & Accessories | ISO-6 | Multi-Module, 6 Fault Isolator Module |  | 5712 | - | 8568 | 7425.6 | 7425.6 | 6854.4 | 6568.8 | 6283.2
GAMEWELL BY HONEYWELL | Addressable | Fire Alarm | LCD-SLP | Lcd Touch Screen Display Unit |  | 55104 | - | 82656 | 71635.2 | 71635.2 | 66124.8 | 63369.6 | 60614.4
GAMEWELL BY HONEYWELL | Addressable | Devices, Modules, Pulls & Accessories | M500X | Fault Isolator Module |  | 5108 | - | 7662 | 6640.4 | 6640.4 | 6129.6 | 5874.2 | 5618.8
GAMEWELL BY HONEYWELL | Addressable | Devices, Modules, Pulls & Accessories | MBB-2 | Back Box, 2 Unit |  | 14280 | - | 21420 | 18564 | 18564 | 17136 | 16422 | 15708
GAMEWELL BY HONEYWELL | Addressable | Devices, Modules, Pulls & Accessories | MBB-6 | Back Box, 6 Unit (Requires Mch-6) |  | 11760 | - | 17640 | 15288 | 15288 | 14112 | 13524 | 12936
GAMEWELL BY HONEYWELL | Addressable | Devices, Modules, Pulls & Accessories | MCH-6 | 6-Unit Mounting Chassis For Mbb-6 |  | 4536 | - | 6804 | 5896.8 | 5896.8 | 5443.2 | 5216.4 | 4989.6
GAMEWELL BY HONEYWELL | Addressable | Devices, Modules, Pulls & Accessories | MCS-CO3 | Intelligent Carbon Monoxide Sensor |  | 4200 | - | 6300 | 5460 | 5460 | 5040 | 4830 | 4620
GAMEWELL BY HONEYWELL | Addressable | Devices, Modules, Pulls & Accessories | MCS-COF3 | Advanced Multi-Criteria Fire/Carbon Monoxide Detector, Velociti Only, Bright White Color |  | 5208 | - | 7812 | 6770.4 | 6770.4 | 6249.6 | 5989.2 | 5728.8
GAMEWELL BY HONEYWELL | Addressable | Devices, Modules, Pulls & Accessories | MCS-COP3 | Multi-Criteria Photoelectric And Co Sensor |  | 4872 | - | 7308 | 6333.6 | 6333.6 | 5846.4 | 5602.8 | 5359.2
GAMEWELL BY HONEYWELL | Addressable | Devices, Modules, Pulls & Accessories | MCS-PTIR | Multi-Criteria Detector With Three Sensing Elements (Photo, Thermal, Ir) - Velociti Only, Bright White Color |  | 5208 | - | 7812 | 6770.4 | 6770.4 | 6249.6 | 5989.2 | 5728.8
GAMEWELL BY HONEYWELL | Addressable | Devices, Modules, Pulls & Accessories | MMI-10F | Multi-Module Input, 10 Monitor Input Module |  | 6048 | - | 9072 | 7862.4 | 7862.4 | 7257.6 | 6955.2 | 6652.8
GAMEWELL BY HONEYWELL | Addressable | Devices, Modules, Pulls & Accessories | MMI-6SF | Multi-Module Input, 6 Zone Sub-Loop Module |  | 11055 | - | 16582.5 | 14371.5 | 14371.5 | 13266 | 12713.25 | 12160.5
GAMEWELL BY HONEYWELL | Addressable | Devices, Modules, Pulls & Accessories | MMO-6RF | Multi-Module Output, 6 Relay Output Module |  | 10383 | - | 15574.5 | 13497.9 | 13497.9 | 12459.6 | 11940.45 | 11421.3
GAMEWELL BY HONEYWELL | Addressable | Devices, Modules, Pulls & Accessories | MMO-6SF | Multi-Module Output, 6 Signal Output Module |  | 11055 | - | 16582.5 | 14371.5 | 14371.5 | 13266 | 12713.25 | 12160.5
GAMEWELL BY HONEYWELL | Addressable | Devices, Modules, Pulls & Accessories | MS-7AF | Addressable Double Action Station |  | 5276 | - | 7914 | 6858.8 | 6858.8 | 6331.2 | 6067.4 | 5803.6
GAMEWELL BY HONEYWELL | Addressable | Devices, Modules, Pulls & Accessories | MS-7ASF | Addressable Single Action Pull Station |  | 3932 | - | 5898 | 5111.6 | 5111.6 | 4718.4 | 4521.8 | 4325.2
GAMEWELL BY HONEYWELL | Addressable | Devices, Modules, Pulls & Accessories | OSI-RI-GW | Intelligent Imaging Beam Detector, Velociti, With Reflector |  | 40320 | - | 60480 | 52416 | 52416 | 48384 | 46368 | 44352
GAMEWELL BY HONEYWELL | Conventional | Detectors & Initiating Devices | PS-BB | Gwmps Pull Station Backbox |  | 1344 | - | 2016 | 1747.2 | 1747.2 | 1612.8 | 1545.6 | 1478.4
GAMEWELL BY HONEYWELL | Addressable | Fire Alarm | RPT-E3-UTP | Network Repeater, Unshielded Twisted Pair |  | 21672 | - | 32508 | 28173.6 | 28173.6 | 26006.4 | 24922.8 | 23839.2
GAMEWELL BY HONEYWELL | Addressable | Fire Alarm | SLC-PM | Slp Add-On Slc Module, System Sensor. 1 Loop-318 Devices. Required For Slp Panel Order | ALL PANELS ARE EXCLUSIVE OF BACK-UP BATTERIES. 12V 7AH BACK-UP BATTERY - 550.00 EACH | 51274 | - | 76911 | 66656.2 | 66656.2 | 61528.8 | 58965.1 | 56401.4
GAMEWELL BY HONEYWELL | Addressable | Fire Alarm | SLP-RED-G | Smart Loop Panel Addressable Facp, Red Enclosure With 240V Power Supply, Lcd-Slp Display. Requires Slc-Pm Or Slc95-Pm For Slc Loops | ALL PANELS ARE EXCLUSIVE OF BACK-UP BATTERIES. 12V 7AH BACK-UP BATTERY - 550.00 EACH | 127277 | - | 190915.5 | 165460.1 | 165460.1 | 152732.4 | 146368.55 | 140004.7
ASENWARE | CONVENTIONAL | FIRE ALARM SYSTEM | GT-D611 / AW-D611 | STANDALONE BATTERY SMOKE DETECTOR |  | 364 | - | 546 | 473.2 | 473.2 | 436.8 | 418.6 | 400.4
ASENWARE | CONVENTIONAL | FIRE ALARM SYSTEM | AW-WB001 | WATERPROOF BOX 10x15x7cm |  | 1806 | - | 2709 | 2347.8 | 2347.8 | 2167.2 | 2076.9 | 1986.6
ASENWARE | CONVENTIONAL | FIRE ALARM SYSTEM | AW-CFP2166-1 | Conventional Fire Alarm Panel 1 Zone |  | 6636 | - | 9954 | 8626.8 | 8626.8 | 7963.2 | 7631.4 | 7299.6
ASENWARE | CONVENTIONAL | FIRE ALARM SYSTEM | AW-CFP2166-2C | Conventional Fire Alarm Panel 2 Zone - Plastic |  | 7812 | - | 11718 | 10155.6 | 10155.6 | 9374.4 | 8983.8 | 8593.2
ASENWARE | CONVENTIONAL | FIRE ALARM SYSTEM | AW-CFP2166-4C | Conventional Fire Alarm Panel 4 Zone - Plastic |  | 9072 | - | 13608 | 11793.6 | 11793.6 | 10886.4 | 10432.8 | 9979.2
ASENWARE | CONVENTIONAL | FIRE ALARM SYSTEM | AW-CFP2166-6C | Conventional Fire Alarm Panel 6 Zone - Plastic |  | 9660 | - | 14490 | 12558 | 12558 | 11592 | 11109 | 10626
ASENWARE | CONVENTIONAL | FIRE ALARM SYSTEM | AW-CFP2166-8C | Conventional Fire Alarm Panel 8 Zone - Plastic |  | 10248 | - | 15372 | 13322.4 | 13322.4 | 12297.6 | 11785.2 | 11272.8
ASENWARE | CONVENTIONAL | FIRE ALARM SYSTEM | AW-CFP2166-12 | Conventional Fire Alarm Panel 12 Zone |  | 18648 | - | 27972 | 24242.4 | 24242.4 | 22377.6 | 21445.2 | 20512.8
ASENWARE | CONVENTIONAL | FIRE ALARM SYSTEM | AW-CFP2166-24 | Conventional Fire Alarm Panel 24 Zone |  | 36036 | - | 54054 | 46846.8 | 46846.8 | 43243.2 | 41441.4 | 39639.6
ASENWARE | CONVENTIONAL | FIRE ALARM SYSTEM | AW-CFP2166-28 | Conventional Fire Alarm Panel 28 Zone |  | 39648 | - | 59472 | 51542.4 | 51542.4 | 47577.6 | 45595.2 | 43612.8
ASENWARE | CONVENTIONAL | FIRE ALARM SYSTEM | AW-CFP2166-32 | Conventional Fire Alarm Panel 32 Zone |  | 43260 | - | 64890 | 56238 | 56238 | 51912 | 49749 | 47586
ASENWARE | CONVENTIONAL | FIRE ALARM SYSTEM | B122AH | 12V 2.3AH Lead Acid Battery |  | 1680 | - | 2520 | 2184 | 2184 | 2016 | 1932 | 1848
ASENWARE | CONVENTIONAL | FIRE ALARM SYSTEM | AW-CRP2166 | Conventional Repeater |  | 5040 | - | 7560 | 6552 | 6552 | 6048 | 5796 | 5544
ASENWARE | CONVENTIONAL | FIRE ALARM SYSTEM | AW-GSM100 | GSM Module |  | 6048 | - | 9072 | 7862.4 | 7862.4 | 7257.6 | 6955.2 | 6652.8
ASENWARE | CONVENTIONAL | FIRE ALARM SYSTEM | AW-CSD381 | Conventional Smoke Detector |  | 581 | - | 871.5 | 755.3 | 755.3 | 697.2 | 668.15 | 639.1
ASENWARE | CONVENTIONAL | FIRE ALARM SYSTEM | AW-CTD382 | Conventional Heat Detector |  | 581 | - | 871.5 | 755.3 | 755.3 | 697.2 | 668.15 | 639.1
ASENWARE | CONVENTIONAL | FIRE ALARM SYSTEM | AW-CTD321 | Conventional Heat Detector |  | 546 | - | 819 | 709.8 | 709.8 | 655.2 | 627.9 | 600.6
ASENWARE | CONVENTIONAL | FIRE ALARM SYSTEM | AW-CTD322 | Conventional Heat Detector |  | 308 | - | 462 | 400.4 | 400.4 | 369.6 | 354.2 | 338.8
ASENWARE | CONVENTIONAL | FIRE ALARM SYSTEM | AW-CSH831 | Conventional Smoke & Heat Detector |  | 784 | - | 1176 | 1019.2 | 1019.2 | 940.8 | 901.6 | 862.4
ASENWARE | CONVENTIONAL | FIRE ALARM SYSTEM | AW-CGD2166C | Conventional CO Detector |  | 1260 | - | 1890 | 1638 | 1638 | 1512 | 1449 | 1386
ASENWARE | CONVENTIONAL | FIRE ALARM SYSTEM | AW-SSD606D | Standalone Smoke Detector |  | 672 | - | 1008 | 873.6 | 873.6 | 806.4 | 772.8 | 739.2
ASENWARE | CONVENTIONAL | FIRE ALARM SYSTEM | AW-STD606D | Standalone Heat Detector |  | 798 | - | 1197 | 1037.4 | 1037.4 | 957.6 | 917.7 | 877.8
ASENWARE | CONVENTIONAL | FIRE ALARM SYSTEM | AW-SST606D | Standalone Smoke & Heat Detector |  | 840 | - | 1260 | 1092 | 1092 | 1008 | 966 | 924
ASENWARE | CONVENTIONAL | FIRE ALARM SYSTEM | AW-CGD2166 | Standalone Gas Detector |  | 1050 | - | 1575 | 1365 | 1365 | 1260 | 1207.5 | 1155
ASENWARE | CONVENTIONAL | FIRE ALARM SYSTEM | AW-D135-C | Conventional Manual Call Point |  | 483 | - | 724.5 | 627.9 | 627.9 | 579.6 | 555.45 | 531.3
ASENWARE | CONVENTIONAL | FIRE ALARM SYSTEM | AW-CMC2166-6 | Conventional Push Station |  | 826 | - | 1239 | 1073.8 | 1073.8 | 991.2 | 949.9 | 908.6
ASENWARE | CONVENTIONAL | FIRE ALARM SYSTEM | AW-CBL2166-6 | Conventional Fire Bell 6 Inches |  | 581 | - | 871.5 | 755.3 | 755.3 | 697.2 | 668.15 | 639.1
ASENWARE | CONVENTIONAL | FIRE ALARM SYSTEM | AW-CBL2166-8 | Conventional Fire Bell 8 Inches |  | 903 | - | 1354.5 | 1173.9 | 1173.9 | 1083.6 | 1038.45 | 993.3
ASENWARE | CONVENTIONAL | FIRE ALARM SYSTEM | AW-CBL2166-10 | Conventional Fire Bell 10 Inches |  | 966 | - | 1449 | 1255.8 | 1255.8 | 1159.2 | 1110.9 | 1062.6
ASENWARE | CONVENTIONAL | FIRE ALARM SYSTEM | AW-CSS-2166-2 | Conventional Strobe Sounder |  | 665 | - | 997.5 | 864.5 | 864.5 | 798 | 764.75 | 731.5
ASENWARE | CONVENTIONAL | FIRE ALARM SYSTEM | AW-D316 | Conventional Sounder Beacon |  | 2037 | - | 3055.5 | 2648.1 | 2648.1 | 2444.4 | 2342.55 | 2240.7
ASENWARE | CONVENTIONAL | FIRE ALARM SYSTEM | AW-CFL2166 | Conventional Flash Light |  | 420 | - | 630 | 546 | 546 | 504 | 483 | 462
ASENWARE | CONVENTIONAL | FIRE ALARM SYSTEM | AW-EL102 | Entrance LED Indicator |  | 308 | - | 462 | 400.4 | 400.4 | 369.6 | 354.2 | 338.8
ASENWARE | CONVENTIONAL | FIRE ALARM SYSTEM | AW-BK901-100 | Beam Detector 100 meters |  | 16128 | - | 24192 | 20966.4 | 20966.4 | 19353.6 | 18547.2 | 17740.8
ASENWARE | CONVENTIONAL | FIRE ALARM SYSTEM | AW-BK901CODER | Beam Smoke Detector Programmer |  | 12600 | - | 18900 | 16380 | 16380 | 15120 | 14490 | 13860
ASENWARE | ADDRESSABLE | FIRE ALARM SYSTEM | AW-FP101 | Wireless & Wired Addressable Fire Control Panel 1 Loop |  | 42000 | - | 63000 | 54600 | 54600 | 50400 | 48300 | 46200
ASENWARE | ADDRESSABLE | FIRE ALARM SYSTEM | AW-FP102 | Wireless & Wired Addressable Fire Control Panel 2 Loops |  | 48300 | - | 72450 | 62790 | 62790 | 57960 | 55545 | 53130
ASENWARE | ADDRESSABLE | FIRE ALARM SYSTEM | AW-FP103 | Wireless & Wired Addressable Fire Control Panel 3 Loops |  | 78120 | - | 117180 | 101556 | 101556 | 93744 | 89838 | 85932
ASENWARE | ADDRESSABLE | FIRE ALARM SYSTEM | AW-FP104 | Wireless & Wired Addressable Fire Control Panel 4 Loops |  | 84000 | - | 126000 | 109200 | 109200 | 100800 | 96600 | 92400
ASENWARE | ADDRESSABLE | FIRE ALARM SYSTEM | AW-FP105 | Wireless & Wired Addressable Fire Control Panel 5 Loops |  | 90720 | - | 136080 | 117936 | 117936 | 108864 | 104328 | 99792
ASENWARE | ADDRESSABLE | FIRE ALARM SYSTEM | AW-FP106 | Wireless & Wired Addressable Fire Control Panel 6 Loops |  | 96600 | - | 144900 | 125580 | 125580 | 115920 | 111090 | 106260
ASENWARE | ADDRESSABLE | FIRE ALARM SYSTEM | AW-FP107 | Wireless & Wired Addressable Fire Control Panel 7 Loops |  | 102480 | - | 153720 | 133224 | 133224 | 122976 | 117852 | 112728
ASENWARE | ADDRESSABLE | FIRE ALARM SYSTEM | AW-FP108 | Wireless & Wired Addressable Fire Control Panel 8 Loops |  | 108360 | - | 162540 | 140868 | 140868 | 130032 | 124614 | 119196
ASENWARE | ADDRESSABLE | FIRE ALARM SYSTEM | AW-FP100PR | Printer |  | 9072 | - | 13608 | 11793.6 | 11793.6 | 10886.4 | 10432.8 | 9979.2
ASENWARE | ADDRESSABLE | FIRE ALARM SYSTEM | AW-FP100IP | Communication Card |  | 19824 | - | 29736 | 25771.2 | 25771.2 | 23788.8 | 22797.6 | 21806.4
ASENWARE | ADDRESSABLE | FIRE ALARM SYSTEM | AW-FP100GSM | GSM Communication Card |  | 4200 | - | 6300 | 5460 | 5460 | 5040 | 4830 | 4620
ASENWARE | ADDRESSABLE | FIRE ALARM SYSTEM | AW-FP100GM | Graphic Monitoring Software |  | 24360 | - | 36540 | 31668 | 31668 | 29232 | 28014 | 26796
ASENWARE | ADDRESSABLE | FIRE ALARM SYSTEM | AW-B12052 | 12V5AH (1-2 Loops) |  | 2184 | - | 3276 | 2839.2 | 2839.2 | 2620.8 | 2511.6 | 2402.4
ASENWARE | ADDRESSABLE | FIRE ALARM SYSTEM | AW-B12172 | 12V17AH (3-8 Loops) |  | 9912 | - | 14868 | 12885.6 | 12885.6 | 11894.4 | 11398.8 | 10903.2
ASENWARE | ADDRESSABLE | FIRE ALARM SYSTEM | AW-D101 | Addressable Smoke Detector w/ base |  | 1386 | - | 2079 | 1801.8 | 1801.8 | 1663.2 | 1593.9 | 1524.6
ASENWARE | ADDRESSABLE | FIRE ALARM SYSTEM | AW-D102 | Addressable Heat Detector w/base |  | 1386 | - | 2079 | 1801.8 | 1801.8 | 1663.2 | 1593.9 | 1524.6
ASENWARE | ADDRESSABLE | FIRE ALARM SYSTEM | AW-D106 | Addressable Strobe Sounder |  | 1988 | - | 2982 | 2584.4 | 2584.4 | 2385.6 | 2286.2 | 2186.8
ASENWARE | ADDRESSABLE | FIRE ALARM SYSTEM | AW-D106A | Wireless Manual Call Point |  | 1988 | - | 2982 | 2584.4 | 2584.4 | 2385.6 | 2286.2 | 2186.8
ASENWARE | ADDRESSABLE | FIRE ALARM SYSTEM | AW-D109 | Addressable Fire Bell 6 Inches |  | 2730 | - | 4095 | 3549 | 3549 | 3276 | 3139.5 | 3003
ASENWARE | ADDRESSABLE | FIRE ALARM SYSTEM | AW-D110 | Addressable Monitor Module |  | 1890 | - | 2835 | 2457 | 2457 | 2268 | 2173.5 | 2079
ASENWARE | ADDRESSABLE | FIRE ALARM SYSTEM | AW-D111 | Addressable Supervisory Module |  | 1890 | - | 2835 | 2457 | 2457 | 2268 | 2173.5 | 2079
ASENWARE | ADDRESSABLE | FIRE ALARM SYSTEM | AW-D112 | Addressable Control Module |  | 2478 | - | 3717 | 3221.4 | 3221.4 | 2973.6 | 2849.7 | 2725.8
ASENWARE | ADDRESSABLE | FIRE ALARM SYSTEM | AW-D114 | Isolator Module |  | 1512 | - | 2268 | 1965.6 | 1965.6 | 1814.4 | 1738.8 | 1663.2
ASENWARE | ADDRESSABLE | FIRE ALARM SYSTEM | AW-D116 | Addressable Annunciator |  | 18060 | - | 27090 | 23478 | 23478 | 21672 | 20769 | 19866
ASENWARE | ADDRESSABLE | FIRE ALARM SYSTEM | AW-D117 | Addressable Annunciator LED Main Board |  | 6720 | - | 10080 | 8736 | 8736 | 8064 | 7728 | 7392
ASENWARE | ADDRESSABLE | FIRE ALARM SYSTEM | AW-D118 | Addressable Annunciator LED Extension Board |  | 4200 | - | 6300 | 5460 | 5460 | 5040 | 4830 | 4620
ASENWARE | ADDRESSABLE | FIRE ALARM SYSTEM | AW-D119 | Addressable input and output module |  | 1890 | - | 2835 | 2457 | 2457 | 2268 | 2173.5 | 2079
ASENWARE | ADDRESSABLE | FIRE ALARM SYSTEM | AW-D120 | Addressable Strobe Sounder Base sounder base |  | 1890 | - | 2835 | 2457 | 2457 | 2268 | 2173.5 | 2079
ASENWARE | ADDRESSABLE | FIRE ALARM SYSTEM | AW-D121 | Addressable Power Transmitter |  | 18900 | - | 28350 | 24570 | 24570 | 22680 | 21735 | 20790
ASENWARE | ADDRESSABLE | LCPB FIRE ALARM SYSTEM | AW-PR101 | Programmer |  | 6720 | - | 10080 | 8736 | 8736 | 8064 | 7728 | 7392
ASENWARE | ADDRESSABLE | LCPB FIRE ALARM SYSTEM | AW-FP300 | Addressable Fire Alarm Control Panel (LPCB) |  | 37464 | - | 56196 | 48703.2 | 48703.2 | 44956.8 | 43083.6 | 41210.4
ASENWARE | ADDRESSABLE | LCPB FIRE ALARM SYSTEM | AW-FP300LC | Loop Card |  | 10164 | - | 15246 | 13213.2 | 13213.2 | 12196.8 | 11688.6 | 11180.4
ASENWARE | ADDRESSABLE | LCPB FIRE ALARM SYSTEM | AW-D301 | Addressable Smoke Detector (LPCB) |  | 1386 | - | 2079 | 1801.8 | 1801.8 | 1663.2 | 1593.9 | 1524.6
ASENWARE | ADDRESSABLE | LCPB FIRE ALARM SYSTEM | AW-D302 | Addressable Heat Detector (LPCB) |  | 1386 | - | 2079 | 1801.8 | 1801.8 | 1663.2 | 1593.9 | 1524.6
ASENWARE | ADDRESSABLE | LCPB FIRE ALARM SYSTEM | AW-D303 | Addressable Smoke and Heat Detector (LPCB) |  | 1764 | - | 2646 | 2293.2 | 2293.2 | 2116.8 | 2028.6 | 1940.4
ASENWARE | ADDRESSABLE | LCPB FIRE ALARM SYSTEM | AW-D305 | Addressable Manual Call Point (LPCB) |  | 1764 | - | 2646 | 2293.2 | 2293.2 | 2116.8 | 2028.6 | 1940.4
ASENWARE | ADDRESSABLE | LCPB FIRE ALARM SYSTEM | AW-D306 | Addressable Sounder Beacon (LPCB) |  | 2520 | - | 3780 | 3276 | 3276 | 3024 | 2898 | 2772
ASENWARE | ADDRESSABLE | LCPB FIRE ALARM SYSTEM | AW-D307 | Addressable Strobe Sounder Base (LPCB) sounder base |  | 1722 | - | 2583 | 2238.6 | 2238.6 | 2066.4 | 1980.3 | 1894.2
ASENWARE | ADDRESSABLE | LCPB FIRE ALARM SYSTEM | AW-D314 | Loop Isolator (LPCB) |  | 1764 | - | 2646 | 2293.2 | 2293.2 | 2116.8 | 2028.6 | 1940.4
ASENWARE | ADDRESSABLE | LCPB FIRE ALARM SYSTEM | AW-D315 | Addressable LPG Detector |  | 2268 | - | 3402 | 2948.4 | 2948.4 | 2721.6 | 2608.2 | 2494.8
ASENWARE | ADDRESSABLE | LCPB FIRE ALARM SYSTEM | AW-D316 | Conventional Sounder Beacon (LPCB) |  | 2037 | - | 3055.5 | 2648.1 | 2648.1 | 2444.4 | 2342.55 | 2240.7
ASENWARE | ADDRESSABLE | LCPB FIRE ALARM SYSTEM | AW-D319 | Addressable Input Output Module |  | 2478 | - | 3717 | 3221.4 | 3221.4 | 2973.6 | 2849.7 | 2725.8
GST | EN | INTELLIGENT CONTROL PANEL | GST100 | INTELLIGENT FIRE ALARM PANEL | SINGLE LOOP PANEL WITH CAPACITY OF 128 ADDRESSABLE DEVICES, 8 ZONE, BUILT-IN PRINTER, 2 BELL CIRCUIT, INTEGRATED PSU WITH BATTERY CHARGER, EXCLUDING BATTERIES. | 43250 | - | 64875 | 56225 | 56225 | 51900 | 49737.5 | 47575
GST | EN | INTELLIGENT CONTROL PANEL | P-9943 | NETWORK CARD | RS485 NETWORK CARD FOR GST100, SERIAL CONNECTION, 1200 METERS NETWORK RANGE, | 8800 | - | 13200 | 11440 | 11440 | 10560 | 10120 | 9680
GST | EN | INTELLIGENT CONTROL PANEL | GST200N-1 | INTELLIGENT FIRE ALARM CONTROL PANEL | SINGLE LOOP WITH CAPACITY OF 235 DEVICES. FLUSH-MOUNT NEW STRUCTURE. 30 ZONES, INTEGRATED WIDE RANGE PSU (100-240V) WITH BATTERY CHARGER, EXCLUDING BATTERIES (CERTIFIED BY LPCB) | 70500 | - | 105750 | 91650 | 91650 | 84600 | 81075 | 77550
GST | EN | INTELLIGENT CONTROL PANEL | GST200N-2 | INTELLIGENT FIRE ALARM CONTROL PANEL | TWO LOOPS WITH CAPACITY OF 477 DEVICES. FLUSH-MOUNT NEW STRUCTURE. 30 ZONES, INTEGRATED WIDE RANGE PSU (100-240V) WITH BATTERY CHARGER, EXCLUDING BATTERIES (CERTIFIED BY LPCB) | 96000 | - | 144000 | 124800 | 124800 | 115200 | 110400 | 105600
GST | EN | INTELLIGENT CONTROL PANEL | LC200 | SINGLE LOOP CARD | SINGLE LOOP CARD FOR GST200 SERIES, CAPACITY OF 242 DEVICES | 26000 | - | 39000 | 33800 | 33800 | 31200 | 29900 | 28600
GST | EN | INTELLIGENT CONTROL PANEL | P-9901A | MICRO PRINTER | PANEL PRINTER FOR GST200 SERIES | 19500 | - | 29250 | 25350 | 25350 | 23400 | 22425 | 21450
GST | EN | INTELLIGENT CONTROL PANEL | P-9905 | PRINTER INTERFACE | INTERFACING WITH EXTERNAL USB PRINTER FOR GST200 SERIES | 19550 | - | 29325 | 25415 | 25415 | 23460 | 22482.5 | 21505
GST | EN | INTELLIGENT CONTROL PANEL | P-9930 | COMMUNICATION CARD | COMPATIBLE WITH USB PORT AND SERIAL PORT, RS232 COMMUNICATION BOARD OF GST200 SERIES, FOR SYSTEM COMMISSIONING AND GMC CONNECTION | 7000 | - | 10500 | 9100 | 9100 | 8400 | 8050 | 7700
GST | EN | INTELLIGENT CONTROL PANEL | P-9930ModBus | MODBUS COMMUNICATION CARD | MODBUS COMMUNICATION CARD FOR INTEGRATING GST200 SERIES PANEL INTO BMS SYSTEM IN RS232 | 9100 | - | 13650 | 11830 | 11830 | 10920 | 10465 | 10010
GST | EN | INTELLIGENT CONTROL PANEL | P-9940A | CLASS A RS485 NETWORK CARD | RS485 NETWORK CARD FOR GST200 SERIES PANEL AND GST-NRP00, MAXIMUM 1200 METERS, CLASS A CONNECTION | 15500 | - | 23250 | 20150 | 20150 | 18600 | 17825 | 17050
GST | EN | INTELLIGENT CONTROL PANEL | P-9960 | CLASS B CAN NETWORK CARD | CAN NETWORK CARD FOR GST200 SERIES PANEL , MAXIMUM 3000 METERS, 110 PANELS WITHIN EACH BRANCH | 21000 | - | 31500 | 27300 | 27300 | 25200 | 24150 | 23100
GST | EN | INTELLIGENT CONTROL PANEL | P-9960A | CLASS A CAN NETWORK CARD | CAN NETWORK CARD FOR GST200 SERIES PANEL, MAXIMUM 3000 METERS, CLASS A CONNECTION | 21000 | - | 31500 | 27300 | 27300 | 25200 | 24150 | 23100
GST | EN | INTELLIGENT CONTROL PANEL | GST-IFP8 | CLASS A CAN NETWORK CARD | MODULARIZED 8 LOOP WITH CAPACITY OF 1936 DEVICES. FLUSH-MOUNT NEW STRUCTURE. 140 ZONE, 2 BELL CIRCUIT, BUILT-IN PRINTER, INTEGRATED PSU WITH BATTERY CHARGER, EXCLUDING BATTERIES, 1 LOOP CARD CONFIGURED AS STANDARD(2 LOOPS) (CERTIFIED BY LPCB) | 225000 | - | 337500 | 292500 | 292500 | 270000 | 258750 | 247500
GST | EN | INTELLIGENT CONTROL PANEL | GST-IFP8SG | CLASS A CAN NETWORK CARD | MODULARIZED 8 LOOP WITH CAPACITY OF 1936 DEVICES. FLUSH-MOUNT NEW STRUCTURE. 140 ZONE, 2 BELL CIRCUIT, BUILT-IN PRINTER, INTEGRATED PSU WITH BATTERY CHARGER, EXCLUDING BATTERIES, 1 LOOP CARD CONFIGURED AS STANDARD(2 LOOPS) (CERTIFIED BY LPCB) | 225000 | - | 337500 | 292500 | 292500 | 270000 | 258750 | 247500
GST | EN | INTELLIGENT CONTROL PANEL | LCIFP8 | DUAL LOOP CARD | DUAL LOOP CARD FOR GST-IFP8, CAPACITY OF 484 DEVICES | 54600 | - | 81900 | 70980 | 70980 | 65520 | 62790 | 60060
GST | EN | INTELLIGENT CONTROL PANEL | P-9904 | PRINTER INTERFACE | INTERFACING WITH EXTERNAL USB PRINTER, FOR GST-IFP8 | 19500 | - | 29250 | 25350 | 25350 | 23400 | 22425 | 21450
GST | EN | INTELLIGENT CONTROL PANEL | P-9935 | COMMUNICATION CARD | COMPATIBLE WITH USB PORT AND SERIAL PORT, RS232 COMMUNICATION BOARD OF GST-IFP8, FOR SYSTEM COMMISSIONING AND GMC CONNECTION | 19050 | - | 28575 | 24765 | 24765 | 22860 | 21907.5 | 20955
GST | EN | INTELLIGENT CONTROL PANEL | P-9935ModBus | RS232 MODBUS COMMUNICATION CARD | MODBUS COMMUNICATION CARD FOR INTEGRATING GST-IFP8 PANEL INTO BMS SYSTEM IN RS232 | 29500 | - | 44250 | 38350 | 38350 | 35400 | 33925 | 32450
GST | EN | INTELLIGENT CONTROL PANEL | P-9945A | LOOP NETWORK CARD | RS485 NETWORK CARD FOR GST-IFP8 TO CONNECT WITH GST CONTROL PANELS OR GST-NRP01, CLASS A CONNECTION, 1500 METRES BETWEEN PANELS | 23000 | - | 34500 | 29900 | 29900 | 27600 | 26450 | 25300
GST | EN | INTELLIGENT CONTROL PANEL | P-9965 | CLASS B CAN NETWORK CARD | CAN NETWORK CARD FOR GST-IFP8, MAXIMUM 3000 METERS, 110 PANELS WITHIN EACH BRANCH | 21000 | - | 31500 | 27300 | 27300 | 25200 | 24150 | 23100
GST | EN | INTELLIGENT CONTROL PANEL | P-9945RP | REPEATER CARD | RS485 REPEATER CARD FOR GST-IFP8 | 20000 | - | 30000 | 26000 | 26000 | 24000 | 23000 | 22000
GST | EN | INTELLIGENT CONTROL PANEL | GST852RP | LCD REPEATER PANEL | PASSIVE LCD REPEATER. COMPATIBLE WITH GST100, GST200 SERIES, GST5000 SERIES AND GST-IFP8 | 31000 | - | 46500 | 40300 | 40300 | 37200 | 35650 | 34100
GST | EN | INTELLIGENT CONTROL PANEL | GST-NRP00 | NETWORK REPEATER PANEL | ACTIVE REPEATER WITH FULL FUNCTION CONTROL. COMPATIBLE WITH GST200 SERIES, GST5000 SERIES AND GST-IFP8 PANEL, ADDITIONAL NETWORK CARD NEED TO BE ORDERED | 33500 | - | 50250 | 43550 | 43550 | 40200 | 38525 | 36850
GST | EN | INTELLIGENT CONTROL PANEL | GST8903 | INTELLIGENT GRAPHIC REPEATER PANEL | GRAPHIC REPEATER PANEL MAIN BOARD AND INDICATION BOARD ONLY, 99 ZONE/DEVICE ALARM INDICATION LED | 19800 | - | 29700 | 25740 | 25740 | 23760 | 22770 | 21780
GST | EN | INTELLIGENT CONTROL PANEL | GST8903-A1 | INTELLIGENT GRAPHIC REPEATER PANEL | CUSTOMIZED GRAPHIC REPEATER PANEL WITH A1 CASE | 142000 | - | 213000 | 184600 | 184600 | 170400 | 163300 | 156200
GST | EN | INTELLIGENT CONTROL PANEL | GST8903-A2 | INTELLIGENT GRAPHIC REPEATER PANEL | CUSTOMIZED GRAPHIC REPEATER PANEL WITH A2 CASE | 126500 | - | 189750 | 164450 | 164450 | 151800 | 145475 | 139150
GST | EN | INTELLIGENT CONTROL PANEL | GST8903-A3 | INTELLIGENT GRAPHIC REPEATER PANEL | CUSTOMIZED GRAPHIC REPEATER PANEL WITH A3 CASE | 110500 | - | 165750 | 143650 | 143650 | 132600 | 127075 | 121550
GST | EN | INTELLIGENT CONTROL PANEL | P-9903 | LOOP RELAY MODULE | EXTEND LOOP DISTANCE AND INCREASE CURRENT CAPACITY, 24VDC REQUIRED | 14200 | - | 21300 | 18460 | 18460 | 17040 | 16330 | 15620
GST | EN | INTELLIGENT CONTROL PANEL | CAN100S | CAN RELAY | RELAY MODULE TO EXPAND CAN NETWORK DISTANCE FOR 3000 METERS MORE | 20500 | - | 30750 | 26650 | 26650 | 24600 | 23575 | 22550
GST | EN | INTELLIGENT CONTROL PANEL | CAN100H-4 | CAN HUB | CAN NETWORK HUB, 4 ROUTES | 42000 | - | 63000 | 54600 | 54600 | 50400 | 48300 | 46200
GST | EN | INTELLIGENT CONTROL PANEL | CAN100H-8 | CAN HUB | CAN NETWORK HUB, 8 ROUTES | 83200 | - | 124800 | 108160 | 108160 | 99840 | 95680 | 91520
GST | EN | INTELLIGENT CONTROL PANEL | CAN100H-12 | CAN HUB | CAN NETWORK HUB, 12 ROUTES | 124000 | - | 186000 | 161200 | 161200 | 148800 | 142600 | 136400
GST | EN | INTELLIGENT CONTROL PANEL | CAN100H-16 | CAN HUB | CAN NETWORK HUB, 16 ROUTES | 165000 | - | 247500 | 214500 | 214500 | 198000 | 189750 | 181500
GST | EN | INTELLIGENT CONTROL PANEL | CAN100F | CAN-FIBRE CONVERTOR | CONVERTING BETWEEN CAN AND FIBRE-OPTIC SIGNALS | 39500 | - | 59250 | 51350 | 51350 | 47400 | 45425 | 43450
GST | EN | INTELLIGENT DETECTORS | DI-9101E | INTELLIGENT COMBINATION HEAT PHOTOELECTRIC SMOKE DETECTOR | INTELLIGENT COMBINATION HEAT PHOTOELECTRIC SMOKE DETECTOR, WITH REMOTE INDICATOR OUTPUT AND MAGNETIC TEST FUNCTION, WITHOUT BASE (CERTIFIED BY LPCB) | 3380 | - | 5070 | 4394 | 4394 | 4056 | 3887 | 3718
GST | EN | INTELLIGENT DETECTORS | DI-9102E | INTELLIGENT PHOTOELECTRIC SMOKE DETECTOR | INTELLIGENT PHOTOELECTRIC SMOKE DETECTOR, WITH REMOTE INDICATOR OUTPUT AND MAGNETIC TEST FUNCTION, WITHOUT BASE (CERTIFIED BY LPCB) | 2800 | - | 4200 | 3640 | 3640 | 3360 | 3220 | 3080
GST | EN | INTELLIGENT DETECTORS | DI-9103E | INTELLIGENT RATE OF RISE AND FIXED TEMPERATURE HEAT DETECTOR | INTELLIGENT RATE OF RISE AND FIXED TEMPERATURE HEAT DETECTOR, PROGRAMMABLE A1R/A2S/BS ALARM, WITH REMOTE INDICATOR OUTPUT AND MAGNETIC TEST FUNCTION, WITHOUT BASE(CERTIFIED BY LPCB) | 2500 | - | 3750 | 3250 | 3250 | 3000 | 2875 | 2750
GST | EN | INTELLIGENT DETECTORS | DB-01 | COMMON DETECTOR BASE | COMMON DETECTOR BASE FOR DI-910XE SERIES DETECTORS AND FOR DC-910XE SERIES DETECTORS USING EOLR | 300 | - | 450 | 390 | 390 | 360 | 345 | 330
GST | EN | INTELLIGENT DETECTORS | DB-01-B | Common Detector Base | Common Detector Base for DI-910xE Series Detectors and for DC-910xE series Detectors using EOLR，Black Color | 500 | - | 750 | 650 | 650 | 600 | 575 | 550
GST | EN | INTELLIGENT DETECTORS | I-9104 | INTELLIGENT ULTRAVIOLET FLAME DETECTOR | INTELLIGENT ULTRA-VIOLET FLAME DETECTOR, WITHOUT BASE, COMPATIBLE BASE DZ-03 | 15800 | - | 23700 | 20540 | 20540 | 18960 | 18170 | 17380
GST | EN | INTELLIGENT DETECTORS | DI-9101E-B | Intelligent Combination Heat Photoelectric Smoke Detector | Intelligent Combination Heat Photoelectric Smoke Detector, With Remote Indicator Output and Magnetic Test Function,Without base, Black Color (Certified by LPCB) | 5000 | - | 7500 | 6500 | 6500 | 6000 | 5750 | 5500
GST | EN | INTELLIGENT DETECTORS | DZ-03 | COMMON DETECTOR BASE | COMMON DETECTOR BASE FOR I/C SERIES DETECTORS | 250 | - | 375 | 325 | 325 | 300 | 287.5 | 275
GST | EN | INTELLIGENT DETECTORS | I-9105R | INTELLIGENT REFLECTIVE BEAM DETECTOR | INTELLIGENT REFLECTIVE BEAM DETECTOR WITH 4 PIECES REFLECTORS, CAPABLE USED AS CONVENTIONAL DETECTOR, FIRE AND FAULT SIGNAL RELAYS AVAILABLE, 24VDC REQUIRED, DETECTION RANGE 8-100 METERS (CERTIFIED BY LPCB) | 24000 | - | 36000 | 31200 | 31200 | 28800 | 27600 | 26400
GST | EN | INTELLIGENT DETECTORS | DI-9105E | Intelligent Reflective Beam Detector | Intelligent Reflective Beam Detector with 4 pieces Reflectors, Loop powered,integral visible laser pointer and 2 bits digital tube for easy alignment. Detection Range 5-100 Meters (Certified by LPCB) | 26000 | - | 39000 | 33800 | 33800 | 31200 | 29900 | 28600
GST | EN | INTELLIGENT DETECTORS | RF-9105R | Reflector | optional accessories for beam dectectors to enlarge the reflective area | 1050 | - | 1575 | 1365 | 1365 | 1260 | 1207.5 | 1155
GST | EN | INTELLIGENT DETECTORS | NRM-9105 | Non-reflective mask | optional accessories for reflector, paste it on refector to reduce the reflective area for the detection distance between beam detector and reflector abvoe 5 meters less than 10 meters | 280 | - | 420 | 364 | 364 | 336 | 322 | 308
GST | EN | INTELLIGENT DETECTORS | I-9602LW-LPG | ADDRESSABLE GAS DETECTOR FOR LPG | AVAILABLE FOR LPG ON ORDER, 24VDC POWERED, WITH LOCAL BUZZER ALARM | 8000 | - | 12000 | 10400 | 10400 | 9600 | 9200 | 8800
GST | EN | INTELLIGENT DETECTORS | I-9602LW-NG | ADDRESSABLE GAS DETECTOR FOR NATURAL GAS | AVAILABLE FOR NATURAL GAS ON ORDER, 24DC POWERED, WITH LOCAL BUZZER ALARM | 7800 | - | 11700 | 10140 | 10140 | 9360 | 8970 | 8580
GST | EN | INTELLIGENT DETECTORS | P-9910B | HAND HELD PROGRAMMER | PORTABLE PROGRAMMING TOOL FOR ADDRESSING, PRESETTING AND TESTING OF DEVICES | 16500 | - | 24750 | 21450 | 21450 | 19800 | 18975 | 18150
GST | EN | INTELLIGENT MANUAL CALL POINT | DI-9204E | DIGITAL MANUAL CALL POINT | FLUSH MOUNT RESETTABLE (NON-BREAKING GLASS), SUPPLIED WITH SURFACE MOUNT BACK BOX AND SPECIAL RESET KEY,(CERTIFIED BY LPCB) | 3250 | - | 4875 | 4225 | 4225 | 3900 | 3737.5 | 3575
GST | EN | INTELLIGENT MANUAL CALL POINT | D-92FC | PROTECTIVE FLIP COVER | PROTECTS CALL POINT FROM ACCIDENTAL OPERATION, SUITABLE FOR DI-9204E, DC-9204E, DI-M9204 AND DC-M9204 | 180 | - | 270 | 234 | 234 | 216 | 207 | 198
GST | EN | INTELLIGENT MANUAL CALL POINT | D-92WPB | WATER PROOF BOX | WATER PROOF BOX SUITABLE FOR DI-9204E, DC-9204E, DI-M9204 AND DC-M9204, IP66 | 3350 | - | 5025 | 4355 | 4355 | 4020 | 3852.5 | 3685
GST | EN | INTELLIGENT SOUNDERS | I-9401N | ADDRESSABLE SOUDER STROBE | ADDRESSABLE COMBINED SOUNDER AND STROBE, 24VDC REQUIRED | 4800 | - | 7200 | 6240 | 6240 | 5760 | 5520 | 5280
GST | EN | INTELLIGENT SOUNDERS | I-9403 | INTELLIGENT SOUNDER STROBE | ADDRESSABLE SOUNDER WITH VISIBLE INDICATOR, 16 TONES, HIGH/LOW CONSUMPTION MODES, CAN BE LOOP POWERED OR 24VDC POWERED, 83-89DB (CERTIFIED BY LPCB) | 4800 | - | 7200 | 6240 | 6240 | 5760 | 5520 | 5280
GST | EN | INTELLIGENT SOUNDERS | I-9404 | INTELLIGENT SOUNDER | ADDRESSABLE SOUNDER, 16 TONES, HIGH/LOW CONSUMPTION MODES, CAN BE LOOP POWERED OR 24VDC POWERED, 83-89DB (CERTIFIED BY LPCB) | 4400 | - | 6600 | 5720 | 5720 | 5280 | 5060 | 4840
GST | EN | INTELLIGENT SOUNDERS | C-94DB | DEEP BASE | DEEP BASE OF I-9403 I-9404 C-9403 C-9404 FOR SURFACE CABLE ENTRY (CERTIFIED BY LPCB) | 700 | - | 1050 | 910 | 910 | 840 | 805 | 770
GST | EN | INTELLIGENT SOUNDERS | DI-9405 | ADDRESSABLE BASE MOUNT SOUNDER | SANDWICH STRUCTURE FOR EASY INSTALLATION FOR "D" SERIES INTELLIGENT DETECTORS (CERTIFIED BY LPCB) | 4800 | - | 7200 | 6240 | 6240 | 5760 | 5520 | 5280
GST | EN | INTELLIGENT SOUNDERS | DI-9406 | ADDRESSABLE BASE MOUNT SOUNDER STROBE | SANDWICH STRUCTURE FOR EASY INSTALLATION FOR "D“ SERIES INTELLIGENT DETECTORS (CERTIFIED BY LPCB) | 6000 | - | 9000 | 7800 | 7800 | 7200 | 6900 | 6600
GST | EN | INTELLIGENT MODULES | DI-9309 | ADDRESSABLE MULTI-CHANNEL INTERFACE | INDIVIDUAL CONTROL FOR 2 DRY-CONTACT OUTPUTS AND 1-16 INPUTS, 24VDC REQUIRED, WITHOUT CASE | 17000 | - | 25500 | 22100 | 22100 | 20400 | 19550 | 18700
GST | EN | INTELLIGENT MODULES | DC-9504E | BASE MOUNT SHORT CIRCUIT ISOLATOR | BASE MOUNTED ISOLATOR FOR DI-910XE SERIES DETECTORS | 1500 | - | 2250 | 1950 | 1950 | 1800 | 1725 | 1650
GST | EN | INTELLIGENT MODULES | C-9302 | INTERPOSING RELAY MODULE | AC CONTROL RELAY FOR POWER SWITCHING | 3500 | - | 5250 | 4550 | 4550 | 4200 | 4025 | 3850
GST | EN | INTELLIGENT MODULES | DI-9300E | DIGITAL SINGLE INPUT MODULE | LOOP POWERED, DIN-RAIL MOUNT OR SURFACE MOUNT, MONITOR N/O OR N/C DRY CONTACT INPUT WITH CABLE SUPERVISED FUNCTION. (CERTIFIED BY LPCB) | 3100 | - | 4650 | 4030 | 4030 | 3720 | 3565 | 3410
GST | EN | INTELLIGENT MODULES | DI-9301E | DIGITAL SINGLE INPUT AND OUTPUT MODULE | LOOP POWERED, DIN-RAIL MOUNT OR SURFACE MOUNT, PROVIDE N/O DRY CONTACT OUTPUT. (CERTIFIED BY LPCB) | 4500 | - | 6750 | 5850 | 5850 | 5400 | 5175 | 4950
GST |  |  | DI-9302E | High Voltage Relay Module | Loop powered, Din-rail or surface mounted, provides two groups dry contact output (N/O COM N/C), relay capacity 220VAC /5A, also possible receives switch signal (dry contact, either N/O or N/C) from field equipment | 6800 | - | 10200 | 8840 | 8840 | 8160 | 7820 | 7480
GST | EN | INTELLIGENT MODULES | DI-9305E | DIGITAL SINGLE RISER OUTPUT MODULE | LOOP POWERED, DIN-RAIL MOUNT OR SURFACE MOUNT, PROVIDE I/O DRY CONTACT OUTPUT. (CERTIFIED BY LPCB) | 3850 | - | 5775 | 5005 | 5005 | 4620 | 4427.5 | 4235
GST | EN | INTELLIGENT MODULES | DI-9319E | DIGITAL ZONE MONITOR MODULE | INPUT MODULE FOR FAULT AND ALARM MONITORING, DIN-RAIL MOUNT OR SURFACE MOUNT, CAPABLE CONNECT CONVENTIONAL DETECTORS INTO ADDRESSABLE SYSTEM, PROVIDE N/O OR N/C DRY CONTACT FIRE ALARM OUTPUT , (CERTIFIED BY LPCB) | 3900 | - | 5850 | 5070 | 5070 | 4680 | 4485 | 4290
GST | EN | INTELLIGENT MODULES | DC-9503E | LOOP ISOLATOR MODULE | DIN-RAIL MOUNT OR SURFACE MOUNT, ZONAL SHORT CIRCUIT LOOP ISOLATOR (MAX. 128 PER LOOP) (CERTIFIED BY LPCB) | 1900 | - | 2850 | 2470 | 2470 | 2280 | 2185 | 2090
GST | EN | INTELLIGENT MODULES | GST-MBX22 | MODULE BOX | OPTIONAL ACCESSOIRES FOR D SERIES DIN-RAIL MOUNT MODULES CENTRALIZE INSTALLATION, INCLUDE MOUNTING STRIP AND CABLE TRUNKING. ABLE TO STORE UP TO 10 PCS SMALL SIZE OR 6 PCS BIG SIZE MODULES, | 8400 | - | 12600 | 10920 | 10920 | 10080 | 9660 | 9240
GST | EN | INTELLIGENT MODULES | GST-MBX29 | MODULE BOX | OPTIONAL ACCESSOIRES FOR D SERIES DIN-RAIL MOUNT MODULES CENTRALIZE INSTALLATION, INCLUDE MOUNTING STRIP AND CABLE TRUNKING.ABLE TO STORE UP TO 20 PCS SMALL SIZE OR 12 PCS BIG SIZE MODULES. | 11700 | - | 17550 | 15210 | 15210 | 14040 | 13455 | 12870
GST | EN | INTELLIGENT MODULES | D-93TC1 | DIN-RAIL MODULE TRANSPARENT COVER 1U | TRANSPARENT PROTECTION COVER FOR DIN-RAIL MOUNT SINGLE INPUT MODULE OR LOOP ISOLATOR MODULE | 120 | - | 180 | 156 | 156 | 144 | 138 | 132
GST | EN | INTELLIGENT MODULES | D-93TC2 | DIN-RAIL MODULE TRANSPARENT COVER 2U | TRANSPARENT PROTECTION COVER FOR DIN-RAIL MOUNT SINGLE INPUT AND OUTPUT,SINGLE RISER OR ZONE MONITOR MODULE | 130 | - | 195 | 169 | 169 | 156 | 149.5 | 143
GST | EN | INTELLIGENT MODULES | B-9310 | SURFACE MOUNTING BOXES FOR MODULES | SURFACE MOUNT BACK BOX FOR MODULES | 310 | - | 465 | 403 | 403 | 372 | 356.5 | 341
GST | EN | INTELLIGENT MODULES | I-9314 | INTELLIGENT DOOR LAMP | PROGRAMMABLE ALARM INDICATION LINKED TO ANY ONE OR GROUP OF DEVICES. | 3700 | - | 5550 | 4810 | 4810 | 4440 | 4255 | 4070
GST | EN | INTELLIGENT MODULES | C-9314P | PASSIVE REMOTE INDICATOR | COMPATIBLE WITH D SERIES AND I/C SERIES DETECTORS | 700 | - | 1050 | 910 | 910 | 840 | 805 | 770
GST | EN | INTELLIGENT SOFTWARE | GST-GMC3.0 | GRAPHIC MONITOR CENTER | COMPUTER BASED SOFTWARE, ENABLING COMPLETE COLOUR GRAPHIC CONTROL AND DISPLAY SYSTEM, PROVIDING A WINDOW ON TO THE FIRE ALARM SYSTEM, COMPATIBLE WITH GST-IFP8 AND GST200 SERIES PANEL, COMPUTER NOT INCLUDED | 111800 | - | 167700 | 145340 | 145340 | 134160 | 128570 | 122980
GST | EN | INTELLIGENT SOFTWARE | DEF-KEY | USB DONGLE | DONGLE KEY,ACCESS CONTROL OF GST DEFINITION SOFTWARE (3.0 AND LATER VERSION OR GST-IFP4-DEF | 84000 | - | 126000 | 109200 | 109200 | 100800 | 96600 | 92400
GST | EN | INTELLIGENT SOFTWARE | DEF-KEY-TIMER | USB DONGLE | DONGLE KEY, WITH TIMER FUNCTION,ACCESS CONTROL OF GST DEFINITION SOFTWARE (3.0 AND LATER VERSION) OR GST-IFP4-DEF | 90500 | - | 135750 | 117650 | 117650 | 108600 | 104075 | 99550
GST | EN | CONVENTIONAL CONTROL PANEL | GST101 | CONVENTIONAL FIRE ALARM CONTROL PANEL | 1 ZONE, 2 SOUNDER CIRCUIT, 1 FIRE OUTPUT, 1 FAULT OUTPUT, BUILT-IN BATTERY CHARGER, EXCLUDING BATTERIES | 19800 | - | 29700 | 25740 | 25740 | 23760 | 22770 | 21780
GST | EN | CONVENTIONAL CONTROL PANEL | GST102A | CONVENTIONAL FIRE ALARM CONTROL PANEL | 2 ZONE, 3 PROGRAMMABLE SOUNDER CIRCUIT, REPEATER OUTPUT AGAINST PER ZONE, 1 FIRE OUTPUT, 1 FAULT OUTPUT, BUILT-IN BATTERY CHARGER, EXCLUDING BATTERIES (CERTIFIED BY LPCB) | 30000 | - | 45000 | 39000 | 39000 | 36000 | 34500 | 33000
GST | EN | CONVENTIONAL CONTROL PANEL | RB102A | RELAY BOARD | RELAY BOARD FOR GST102A, FOR ZONAL FAULT AND FIRE ALARM SIGNAL OUTPUT | 3200 | - | 4800 | 4160 | 4160 | 3840 | 3680 | 3520
GST | EN | CONVENTIONAL CONTROL PANEL | GST104A | CONVENTIONAL FIRE ALARM CONTROL PANEL | 4 ZONE, 3 PROGRAMMABLE SOUNDER CIRCUIT, REPEATER OUTPUT AGAINST PER ZONE, 1 FIRE OUTPUT, 1 FAULT OUTPUT, BUILT-IN BATTERY CHARGER, EXCLUDING BATTERIES (CERTIFIED BY LPCB) | 31500 | - | 47250 | 40950 | 40950 | 37800 | 36225 | 34650
GST | EN | CONVENTIONAL CONTROL PANEL | RB104A | RELAY BOARD | RELAY BOARD FOR GST104A, FOR ZONAL FAULT AND FIRE ALARM SIGNAL OUTPUT | 5050 | - | 7575 | 6565 | 6565 | 6060 | 5807.5 | 5555
GST | EN | CONVENTIONAL CONTROL PANEL | GST108A | CONVENTIONAL FIRE ALARM CONTROL PANEL | 8 ZONE, 3 PROGRAMMABLE SOUNDER CIRCUIT, REPEATER OUTPUT AGAINST PER ZONE, 1 FIRE OUTPUT, 1 FAULT OUTPUT, BUILT-IN BATTERY CHARGER, EXCLUDING BATTERIES (CERTIFIED BY LPCB) | 36550 | - | 54825 | 47515 | 47515 | 43860 | 42032.5 | 40205
GST | EN | CONVENTIONAL CONTROL PANEL | RB108A | RELAY BOARD | RELAY BOARD FOR GST108A, FOR ZONAL FAULT AND FIRE ALARM SIGNAL OUTPUT | 8600 | - | 12900 | 11180 | 11180 | 10320 | 9890 | 9460
GST | EN | CONVENTIONAL CONTROL PANEL | GST116A | CONVENTIONAL FIRE ALARM CONTROL PANEL | 16 ZONE, 4 PROGRAMMABLE SOUNDER CIRCUIT, REPEATER OUTPUT AGAINST PER ZONE, 1 FIRE OUTPUT, 1 FAULT OUTPUT, BUILT-IN BATTERY CHARGER, EXCLUDING BATTERIES. THE RELAY BOARD WITH IS AN OPTIONAL UNIT ON ORDER. THE PANEL CAN ONLY HAVE ONE OF THE EXTENSION BOARD OR RELAY BOARD. (CERTIFIED BY LPCB) | 46800 | - | 70200 | 60840 | 60840 | 56160 | 53820 | 51480
GST | EN | CONVENTIONAL CONTROL PANEL | RB116A | RELAY BOARD | RELAY BOARD FOR GST116A, FOR ZONAL FAULT AND FIRE ALARM SIGNAL OUTPUT | 17000 | - | 25500 | 22100 | 22100 | 20400 | 19550 | 18700
GST | EN | CONVENTIONAL CONTROL PANEL | GST-RP16 | CONVENTIONAL REPEATER PANEL | 16 ZONES ALARM AND GENERAL FAULT INDICATION, COMPATIBLE WITH GST102A, GST104A, GST108A AND GST116A PANELS | 17800 | - | 26700 | 23140 | 23140 | 21360 | 20470 | 19580
GST | EN | CONVENTIONAL DETECTORS | C-9104 | CONVENTIONAL ULTRAVIOLET FLAME DETECTOR | CONVENTIONAL ULTRAVIOLET FLAME DETECTOR, WITHOUT BASE | 12500 | - | 18750 | 16250 | 16250 | 15000 | 14375 | 13750
GST | EN | CONVENTIONAL DETECTORS | DZ-03 | COMMON DETECTOR BASE | COMMON DETECTOR BASE FOR I/C SERIES DETECTORS | 250 | - | 375 | 325 | 325 | 300 | 287.5 | 275
GST | EN | CONVENTIONAL DETECTORS | DC-9101E | CONVENTIONAL COMBINATION HEAT PHOTOELECTRIC SMOKE DETECTOR | CONVENTIONAL COMBINATION HEAT PHOTOELECTRIC SMOKE DETECTOR, WITH REMOTE INDICATOR OUTPUT AND MAGNETIC TEST FUNCTION, WITHOUT BASE (CERTIFIED BY LPCB) | 1850 | - | 2775 | 2405 | 2405 | 2220 | 2127.5 | 2035
GST |  |  | DC-9101E-B | Conventional Combination Heat Photoelectric Smoke Detector | Conventional Combination Heat Photoelectric Smoke Detector, With Remote Indicator Output and Magnetic Test Function, Without Base (Certified by LPCB) | 3650 | - | 5475 | 4745 | 4745 | 4380 | 4197.5 | 4015
GST | EN | CONVENTIONAL DETECTORS | DC-9102E | CONVENTIONAL PHOTOELECTRIC SMOKE DETECTOR | CONVENTIONAL PHOTOELECTRIC SMOKE DETECTOR, WITH REMOTE INDICATOR OUTPUT AND MAGNETIC TEST FUNCTION, WITHOUT BASE (CERTIFIED BY LPCB) | 1400 | - | 2100 | 1820 | 1820 | 1680 | 1610 | 1540
GST | EN | CONVENTIONAL DETECTORS | DC-9103E | CONVENTIONAL RATE OF RISE AND FIXED TEMPERATURE HEAT DETECTOR | CONVENTIONAL PHOTOELECTRIC SMOKE DETECTOR, PROGRAMMABLE A1R/A2S/BS ALARM, WITH REMOTE INDICATOR OUTPUT AND MAGNETIC TEST FUNCTION, WITHOUT BASE (CERTIFIED BY LPCB) | 1350 | - | 2025 | 1755 | 1755 | 1620 | 1552.5 | 1485
GST | EN | CONVENTIONAL DETECTORS | DC-9105E | Conventional Reflective Beam Detector | Conventional Reflective Beam Detector with 4 pieces Reflectors,24V powered,integral visible laser pointer and 2 bits digital tube for easy alignment. Detection Range 5-100 Meters, with N/O fire relay output and N/C fault relay output (Certified by LPCB) | 24800 | - | 37200 | 32240 | 32240 | 29760 | 28520 | 27280
GST | EN | CONVENTIONAL DETECTORS | DB-01 | COMMON DETECTOR BASE | COMMON DETECTOR BASE FOR DI-910XE SERIES DETECTORS AND FOR DC-910XE SERIES DETECTORS USING EOLR | 300 | - | 450 | 390 | 390 | 360 | 345 | 330
GST | EN | CONVENTIONAL DETECTORS | DB-01D | DIODE BASE | COMMON DETECTOR BASE WITH DIODE FOR INNOVATION DETECTOR USING DP-9907 AEOL | 300 | - | 450 | 390 | 390 | 360 | 345 | 330
GST | EN | CONVENTIONAL DETECTORS | DP-9907 | ACTIVE END OF LINE UNIT | ACTIVE END OF LINE UNIT FOR CONVENTIONAL SYSTEM USING DIODE BASE, ENABLING LINE CONTINUITY IN CASE OF DETECTOR REMOVING, COMPATIBLE WITH "DC" SERIES DETECTORS | 1350 | - | 2025 | 1755 | 1755 | 1620 | 1552.5 | 1485
GST | EN | CONVENTIONAL DETECTORS | C-9602LW-LPG | CONVENTIONAL GAS DETECTOR FOR LPG, 220VAC | AVAILABLE FOR LPG ON ORDER, 220VAC POWERED, N/O RELAY OUTPUT, WITH LOCAL BUZZER ALARM | 6600 | - | 9900 | 8580 | 8580 | 7920 | 7590 | 7260
GST | EN | CONVENTIONAL DETECTORS | C-9602LW-NG | CONVENTIONAL GAS DETECTOR FOR NATURAL GAS, 220VAC | AVAILABLE FOR NATURAL GAS ON ORDER, 220VAC POWERED, N/O RELAY OUTPUT, WITH LOCAL BUZZER ALARM | 6500 | - | 9750 | 8450 | 8450 | 7800 | 7475 | 7150
GST | EN | CONVENTIONAL DETECTORS | R6601 | CONVENTIONAL SMOKE DETECTOR. 4 -WIRE DETECTORS | CONVENTIONAL OPTICAL DETECTOR, 12-28VDC POWER, N/O RELAY OUTPUT, WITHOUT BASE | 1550 | - | 2325 | 2015 | 2015 | 1860 | 1782.5 | 1705
GST | EN | CONVENTIONAL DETECTORS | R6602 | CONVENTIONAL HEAT DETECTOR. 4 - WIRE DETECTOR | CONVENTIONAL FT AND RR HEAT DETECTOR, 12-28VDC POWER, N/O RELAY OUTPUT, WITHOUT BASE | 1550 | - | 2325 | 2015 | 2015 | 1860 | 1782.5 | 1705
GST | EN | CONVENTIONAL DETECTORS | S-9102R | STAND ALONE SMOKE DETECTOR | LOCAL BUZZER ALARM, MANUAL TEST BUTTON, CONTACT RATING 30VDC @ 60MA | 1650 | - | 2475 | 2145 | 2145 | 1980 | 1897.5 | 1815
GST | EN | CONVENTIONAL DETECTORS | S-9102N | STAND ALONE SMOKE DETECTOR | LOCAL BUZZER ALARM, MANUAL TEST BUTTON, NETWORK FUNCTION | 1700 | - | 2550 | 2210 | 2210 | 2040 | 1955 | 1870
GST | EN | CONVENTIONAL MANUAL CALL POINT | DC-9204E | INNOVATIVE CONVENTIONAL MANUAL CALL POINT | RESETTABLE (NON-BREAKING GLASS), SUPPLIED WITH SURFACE MOUNT BACK BOX AND SPECIAL RESET KEY(CERTIFIED BY LPCB) | 1600 | - | 2400 | 2080 | 2080 | 1920 | 1840 | 1760
GST | EN | CONVENTIONAL SOUNDERS | C-9401N | CONVENTIONAL SOUDER STROBE | CONVENTIONAL COMBINED SOUDER STROBE C-9401N | 2650 | - | 3975 | 3445 | 3445 | 3180 | 3047.5 | 2915
GST | EN | CONVENTIONAL SOUNDERS | C-9403 | CONVENTIONAL SOUNDER STROBE | 2 TONES, CONVENTIONAL SOUNDER WITH VISIBLE INDICATOR, TONE 1, (CERTIFIED BY LPCB) | 2700 | - | 4050 | 3510 | 3510 | 3240 | 3105 | 2970
GST | EN | CONVENTIONAL SOUNDERS | C-9404 | CONVENTIONAL SOUNDER | 2 TONES, CONVENTIONAL SOUNDER. TONE 1,(CERTIFIED BY LPCB) | 2350 | - | 3525 | 3055 | 3055 | 2820 | 2702.5 | 2585
GST | EN | CONVENTIONAL SOUNDERS | GST-JL | BELL | 6" RED GONG, 24VDC, NOMINAL 21MA, 95DB(24VDC) AT 3M | 1500 | - | 2250 | 1950 | 1950 | 1800 | 1725 | 1650
GST | EN | GAS RELEASE CONTROL SYSTEM | GST301 | EXTINGUISHING CONTROL PANEL | CONVENTIONAL GAS RELEASE CONTROL PANEL, 2+1 DETECTION ZONES, INTEGRATED PSU WITH BATTERY CHARGER, EXCLUDING BATTERIES | 37500 | - | 56250 | 48750 | 48750 | 45000 | 43125 | 41250
GST | EN | GAS RELEASE CONTROL SYSTEM | GST303 | EXTINGUISHING CONTROL PANEL | ADDRESSABLE GAS RELEASE CONTROL PANEL, 3 OUTPUT ZONES, 24VDC POWERED | 58000 | - | 87000 | 75400 | 75400 | 69600 | 66700 | 63800
GST | EN | GAS RELEASE CONTROL SYSTEM | GST306 | EXTINGUISHING CONTROL PANEL | ADDRESSABLE GAS RELEASE CONTROL PANEL, 6 OUTPUT ZONES, 24VDC POWERED | 80800 | - | 121200 | 105040 | 105040 | 96960 | 92920 | 88880
GST | EN | GAS RELEASE CONTROL SYSTEM | C-9317 | EMERGENCY GAS OVERRIDE CONTROL | EMERGENCY START/ABORT SWITCH, COMPATIBLE WITH GST301, GST303 AND GST306 | 3200 | - | 4800 | 4160 | 4160 | 3840 | 3680 | 3520
GST | EN | GAS RELEASE CONTROL SYSTEM | C-9318 | GAS EXTINGUISHING WARNING INDICATOR | BACKLIGHT LED LIGHTING WARNING INDICATOR | 6050 | - | 9075 | 7865 | 7865 | 7260 | 6957.5 | 6655
GST | EN | GAS RELEASE CONTROL SYSTEM | C-9329 | GAS EXTINGUISHING CONTROL RELAY MODULE | INTERFACE MODULE FOR GST303 AND GST306, ENABLING CABLE MONITORING AND SIGNAL CONFIRMATION | 3400 | - | 5100 | 4420 | 4420 | 4080 | 3910 | 3740
GST | EN | FLAME PROOF PRODUCTS | DI-9204Exd | DIGITAL FLAME-PROOF MANUAL CALL POINT | FLAME PROOF MANUAL CALL POINT, IP65, EXDⅡBT6 GB/DIP A20 TA,T6 (CERTIFIED BY ATEX) | 81500 | - | 122250 | 105950 | 105950 | 97800 | 93725 | 89650
GST | EN | FLAME PROOF PRODUCTS | DI-9104Exd | DIGITAL FLAME-PROOF UV FLAME DETECTOR | POSSIBLE BE ADDRESSABLE BY APPLIED ADDRESSABLE LOOP, OR CONVENTIONAL BY APPLIED 24VDC (CERTIFIED BY ATEX) | 60000 | - | 90000 | 78000 | 78000 | 72000 | 69000 | 66000
GST | EN | FLAME PROOF PRODUCTS | D-9105RExd | DIGITAL FLAME PROOF REFLECTIVE BEAM DETECTOR | POSSIBLE BE ADDRESSABLE BY APPLIED ADDRESSABLE LOOP, OR CONVENTIONAL BY APPLIED 24VDC | 198000 | - | 297000 | 257400 | 257400 | 237600 | 227700 | 217800
GST | EN | FLAME PROOF PRODUCTS | D-9107RExd | DIGITAL FLAME PROOF DUAL IR FLAME DETECTOR | POSSIBLE BE ADDRESSABLE BY APPLIED ADDRESSABLE LOOP, OR CONVENTIONAL BY APPLIED 24VDC (CERTIFIED BY ATEX) | 205000 | - | 307500 | 266500 | 266500 | 246000 | 235750 | 225500
GST | EN | INTRINSICALLY SAFE PRODUCTS | DC-9101(IS) | INTRINSICALLY SAFE CONVENTIONAL COMBINATION HEAT PHOTOELECTRIC SMOKE DETECTOR | INTRINSICALLY SAFE CONVENTIONAL COMBINATION HEAT PHOTOELECTRIC SMOKE DETECTOR, 3 LEVEL SENSITIVITIES AND FIXED TEMPERATURE OR RATE OF RISE PROGRAMMABLE MODE, MAGNETIC TEST. APPLICABLE TO ZONE 1 AND ZONE 2 OF AREAS WITH EXPLOSION-PROOF REQUIREMENT IN PETROLEUM AND CHEMICAL INDUSTRIES. | 8350 | - | 12525 | 10855 | 10855 | 10020 | 9602.5 | 9185
GST | EN | INTRINSICALLY SAFE PRODUCTS | DC-9102(IS) | INTRINSICALLY SAFE CONVENTIONAL PHOTOELECTRIC SMOKE DETECTOR | INTRINSICALLY SAFE CONVENTIONAL PHOTOELECTRIC SMOKE DETECTOR, APPLICABLE TO ZONE 1 AND ZONE 2 OF AREAS WITH EXPLOSION-PROOF REQUIREMENT IN PETROLEUM, CHEMICAL INDUSTRIES. | 6950 | - | 10425 | 9035 | 9035 | 8340 | 7992.5 | 7645
GST | EN | INTRINSICALLY SAFE PRODUCTS | DC-9103(IS) | INTRINSICALLY SAFE CONVENTIONAL RATE OF RISE AND FIXED TEMPERATURE HEAT DETECTOR | INTRINSICALLY SAFE CONVENTIONAL RATE OF RISE AND FIXED TEMPERATURE HEAT DETECTOR, A1R/BS ALARM LEVEL. APPLICABLE TO ZONE 1 AND ZONE 2 OF AREAS WITH EXPLOSION-PROOF REQUIREMENT IN PETROLEUM, CHEMICAL INDUSTRIES. | 6750 | - | 10125 | 8775 | 8775 | 8100 | 7762.5 | 7425
GST | EN | INTRINSICALLY SAFE PRODUCTS | DB-01(IS) | INTRINSICALLY SAFE DC SERIES DETECTOR BASE | INTRINSICALLY SAFE DC SERIES DETECTOR BASE | 750 | - | 1125 | 975 | 975 | 900 | 862.5 | 825
GST | EN | INTRINSICALLY SAFE PRODUCTS | DC-9202(IS) | INTRINSICALLY SAFE CONVENTIONAL MANUAL CALL POINT | INTRINSICALLY SAFE CONVENTIONAL MANUAL CALL POINT, APPLICABLE TO INFLAMMABLE AND EXPLOSIVE AREAS IN PETROLEUM, CHEMICAL INDUSTRIES. | 5350 | - | 8025 | 6955 | 6955 | 6420 | 6152.5 | 5885
GST | EN | INTRINSICALLY SAFE PRODUCTS | DC-9403(IS) | INTRINSICALLY SAFE CONVENTIONAL SOUNDER STROBE | INTRINSICALLY SAFE CONVENTIONAL SOUNDER STROBE | 8400 | - | 12600 | 10920 | 10920 | 10080 | 9660 | 9240
GST | EN | INTRINSICALLY SAFE PRODUCTS | DC-9404(IS) | INTRINSICALLY SAFE CONVENTIONAL SOUNDER | INTRINSICALLY SAFE CONVENTIONAL SOUNDER | 7650 | - | 11475 | 9945 | 9945 | 9180 | 8797.5 | 8415
GST | EN | INTERFACES AND ZENER BARRIER | I-9332 | EXPLOSION PROOF INPUT INTERFACE | ADDRESSABLE EXPLOSION PROOF INTERFACE FOR INTRINSICALLY SAFE DETECTORS AND MCP, WITH BUILT IN ZENER BARRIER, 24VDC REQUIRED | 15550 | - | 23325 | 20215 | 20215 | 18660 | 17882.5 | 17105
GST | EN | INTERFACES AND ZENER BARRIER | I-9333 | EXPLOSION PROOF OUTPUT INTERFACE | ADDRESSABLE EXPLOSION PROOF INTERFACE FOR INTRINSICALLY SAFE SOUNDER AND STROBE, WITH BUILT IN ZENER BARRIER, 24VDC REQUIRED | 10500 | - | 15750 | 13650 | 13650 | 12600 | 12075 | 11550
GST | EN | INTERFACES AND ZENER BARRIER | GST-AS-200 | ZENER BARRIER | 2 LINE ZENER BARRIER, WITH 1-LINE GROUNDING | 4550 | - | 6825 | 5915 | 5915 | 5460 | 5232.5 | 5005
GST | EN | INTERFACES AND ZENER BARRIER | GST-AS-300 | ZENER BARRIER | 2 LINE ZENER BARRIER | 6550 | - | 9825 | 8515 | 8515 | 7860 | 7532.5 | 7205
GST | EN | POWER SUPPLIES | PSU24-5 | INTELLIGENT PSU | 5A 24VDC INTELLIGENT PSU, DISPLAY SHOWS DC OUTPUT VOLTAGE AND LOAD CURRENT, FULLY MONITORED WITH SELF TEST FACILITIES, EXCLUDING BATTERIES | 40500 | - | 60750 | 52650 | 52650 | 48600 | 46575 | 44550
GST | EN | POWER SUPPLIES | PSU24-5A | INTELLIGENT NETWORK PSU | PSU24-5 PLUS ADDRESSABLE FUNCTIONS | 51000 | - | 76500 | 66300 | 66300 | 61200 | 58650 | 56100
GST | EN | POWER SUPPLIES | PSU24-10 | INTELLIGENT PSU | 10A 24VDC INTELLIGENT PSU, DISPLAY SHOWS AC INPUT VOLTAGE, DC OUTPUT VOLTAGE AND LOAD CURRENT, FULLY MONITORED WITH SELF TEST FACILITIES, EXCLUDING BATTERIES | 55000 | - | 82500 | 71500 | 71500 | 66000 | 63250 | 60500
GST | EN | POWER SUPPLIES | PSU24-10A | INTELLIGENT NETWORK PSU | PSU24-10 PLUS ADDRESSABLE FUNCTIONS | 65500 | - | 98250 | 85150 | 85150 | 78600 | 75325 | 72050
GST | EN | FIRE TELEPHONE | GST-FT8WN | FIRE TELEPHONE PANEL | 8 ZONE WALL MOUNT, 24VDC POWERED, ZONE LINE MONITORED FOR FAULT OF OPEN CIRCUIT AND SHORT CIRCUIT, NETWORKABLE WITH FT24N AND FT40N PANELS | 57000 | - | 85500 | 74100 | 74100 | 68400 | 65550 | 62700
GST | EN | FIRE TELEPHONE | GST-FT24N | FIRE TELEPHONE PANEL | 24 ZONE RACK MOUNT, 24VDC POWERED, ZONE LINE MONITORED FOR FAULT OF OPEN CIRCUIT AND SHORT CIRCUIT, NETWORKABLE WITH FT8WN AND FT40N PANELS | 88000 | - | 132000 | 114400 | 114400 | 105600 | 101200 | 96800
GST | EN | FIRE TELEPHONE | GST-FT40N | FIRE TELEPHONE PANEL | CONVENTIONAL FIRE TELEPHONE PANEL, 40 ZONE RACK MOUNT, 24VDC POWERED, NETWORKABLE WITH OTHER FIRE TELEPHONE PANELS | 145000 | - | 217500 | 188500 | 188500 | 174000 | 166750 | 159500
GST | EN | FIRE TELEPHONE | P-9911 (F) | FIXED FIRE TELEPHONE HANDSET | FIXED FIRE TELEPHONE HANDSET | 6600 | - | 9900 | 8580 | 8580 | 7920 | 7590 | 7260
GST | EN | FIRE TELEPHONE | P-9911 (M) | FIRE TELEPHONE MOBILE HANDSET | FIRE TELEPHONE MOBILE HANDSET | 1850 | - | 2775 | 2405 | 2405 | 2220 | 2127.5 | 2035
GST | EN | FIRE TELEPHONE | P-9911(H) | HANDS FREE SPEAKER FIRE TELEPHONE | HAND FREE FIRE TELEPHONE | 6950 | - | 10425 | 9035 | 9035 | 8340 | 7992.5 | 7645
GST | EN | FIRE TELEPHONE | P-9911 (J) | FIRE TELEPHONE JACK SOCKET | FIRE TELEPHONE JACK SOCKET | 1300 | - | 1950 | 1690 | 1690 | 1560 | 1495 | 1430
GST | EN | VOICE ALARM | APS-120W | STANDALONE VOICE ALARM PANEL | STANDALONE VA PANEL INTEGRATED WITH BUILT-IN PRE-RECORD VOICE MESSAGES, EMERGENCY MICROPHONE AND BATTERY CHARGER, EXCLUDING BATTERIES. | 58500 | - | 87750 | 76050 | 76050 | 70200 | 67275 | 64350
GST | UL | FACP | GST-IFP4MN | INTELLIGENT FIRE ALARM CONTROL PANEL | TOUCH SCREEN, MODULARIZE DESIGN, WITH CAPACITY UP TO 12 LOOPS/2904-POINTS. GRAY COLOR CABINET, WALL-MOUNT OR FLUSH- MOUNT STRUCTURE, BUILT-IN MICRO PRINTER (PR-400), MAIN CPU CARD (MP-400+MP-401),NAC CARD (NC-400),POWER SUPPLY AND BATTERY CHARGER (CHARGE UP TO 65 AH). LOOP CARD, ZONE DISPLAY(CONTROL) PANEL, EXTERNAL BATTERY BOX AND BATTERY EXCLUDED. OPTIONAL RED OR WHITE COLOR CABINET CAN BE ORDERED SEPARATELY.UL LISTED. | 157500 | - | 236250 | 204750 | 204750 | 189000 | 181125 | 173250
GST | UL | FACP | GST-IFP4M | INTELLIGENT FIRE ALARM CONTROL PANEL | TOUCH SCREEN, MODULARIZE DESIGN, WITH CAPACITY UP TO 6 LOOPS/1452-POINTS. GRAY COLOR CABINET, WALL-MOUNT OR FLUSH- MOUNT STRUCTURE, BUILT-IN MAIN CPU CARD (MP-400+MP-401),NAC CARD (NC-400),POWER SUPPLY AND BATTERY CHARGER (CHARGE UP TO 65 AH). LOOP CARD, ZONE DISPLAY(CONTROL) PANEL, EXTERNAL BATTERY BOX AND BATTERY EXCLUDED. | 157500 | - | 236250 | 204750 | 204750 | 189000 | 181125 | 173250
GST | UL | FACP | GST-IFP4M-S | INTELLIGENT FIRE ALARM CONTROL PANEL | TOUCH SCREEN, MODULARIZE DESIGN, WITH CAPACITY UP TO 6 LOOPS/1452-POINTS. RED COLOR CABINET, WALL-MOUNT OR FLUSH- MOUNT STRUCTURE, BUILT-IN MAIN CPU CARD (MP-400+MP-401),NAC CARD (NC-400),POWER SUPPLY AND BATTERY CHARGER (CHARGE UP TO 65 AH). LOOP CARD, ZONE DISPLAY(CONTROL) PANEL, EXTERNAL BATTERY BOX AND BATTERY EXCLUDED. | 154000 | - | 231000 | 200200 | 200200 | 184800 | 177100 | 169400
GST |  |  | GST-IFP4M-S-R | Intelligent Fire Alarm Control Panel | Touch screen, modularize design, with capacity up to 6 loops/1452-points. Red color small size cabinet, wall-mount or flush- mount structure, built-in main CPU card (MP-400+MP-401),NAC card (NC-400),power supply and battery charger (charge up to 65 AH). Loop card and external battery box and battery excluded. | 154000 | - | 231000 | 200200 | 200200 | 184800 | 177100 | 169400
GST | UL | FACP | PR-400 | THERMAL PRINTER | THERMAL PRINTER FOR GST-IFP4 | 21500 | - | 32250 | 27950 | 27950 | 25800 | 24725 | 23650
GST |  |  | PR-400B | Thermal Printer for GST-IFP4 | Thermal Printer for GST-IFP4 | 21500 | - | 32250 | 27950 | 27950 | 25800 | 24725 | 23650
GST | UL | FACP | MP-401 | CPU CARD | CPU CARD, ADDITIONAL MP-401 TO P-9980 FOR CPU REDUNDANCY | 36500 | - | 54750 | 47450 | 47450 | 43800 | 41975 | 40150
GST | UL | FACP | LC-401 | SINGLE LOOP CARD | SINGLE LOOP CARD FOR GST-IFP4M PANEL, CAPACITY 242 POINTS | 32000 | - | 48000 | 41600 | 41600 | 38400 | 36800 | 35200
GST | UL | FACP | LC-402 | DUAL LOOP CARD | DUAL LOOP CARD FOR GST-IFP4M PANEL, CAPACITY 484 POINTS | 59500 | - | 89250 | 77350 | 77350 | 71400 | 68425 | 65450
GST | UL | FACP | P-9966A | CAN NETWORK CARD | CAN NETWORK CARD FOR GST-IFP4M PANEL NETWORKING, MAXIMUM 3000 METERS BETWEEN TWO NODES, CLASS A CONNECTION. | 22000 | - | 33000 | 28600 | 28600 | 26400 | 25300 | 24200
GST | UL | FACP | P-9983 | FIBER NETWORK CARD | FIBER NETWORK CARD FOR GST-IFP4M PANEL NETWORKING, MAXIMUM 20KM BETWEEN TWO NODES, SINGLE MODE FIBER, LC TYPE CONNECTORS. CLASS A CONNECTION. | 42500 | - | 63750 | 55250 | 55250 | 51000 | 48875 | 46750
GST | UL | FACP | P-9956-Modbus | MODBUS CARD | MODBUS COMMUNICATION CARD FOR INTEGRATING GST-IFP4M PANEL INTO BMS SYSTEM IN RS232/422/485 | 38000 | - | 57000 | 49400 | 49400 | 45600 | 43700 | 41800
GST | UL | FACP | IFPx-BAC-Lic | BACNET LICENSE | SOFT LICENSE TO ACTIVE GST-IFPX SERIES PANEL BACNET INTERFACE | 34000 | - | 51000 | 44200 | 44200 | 40800 | 39100 | 37400
GST | UL | FACP | P-9981 | ZONE DISPLAY PANEL | ZONE DISPLAY PANEL WITH 40 BICOLOR(RED&GREEN) USER DEFINED LED INDICATORS TO DISPLAY RED, GREEN AND YELLOW( RED & GREEN BOTH ON) COLOR | 9500 | - | 14250 | 12350 | 12350 | 11400 | 10925 | 10450
GST | UL | FACP | P-9981F | ZONE DISPLAY PANEL | ZONE DISPLAY PANEL WITH 40 FIXED COLOR (RED AND YELLOW IN SEQUENCE) USER DEFINED LED INDICATORS TO DISPLAY RED AND YELLOW COLOR ONLY | 8600 | - | 12900 | 11180 | 11180 | 10320 | 9890 | 9460
GST | UL | FACP | P-9982 | ZONE DISPLAY AND CONTROL PANEL | ZONE DISPLAY AND CONTROL PANEL WITH 40 BICOLOR(RED&GREEN) USER DEFINED LED INDICATORS TO DISPLAY RED, GREEN AND YELLOW( RED & GREEN BOTH ON) COLOR AND 20 USER DEFINED BUTTONS | 12000 | - | 18000 | 15600 | 15600 | 14400 | 13800 | 13200
GST | UL | FACP | P-9982F | ZONE DISPLAY AND CONTROL PANEL | ZONE DISPLAY AND CONTROL PANEL WITH 40 FIXED COLOR (RED AND YELLOW IN SEQUENCE) USER DEFINED LED INDICATORS TO DISPLAY RED AND YELLOW COLOR ONLY AND 20 USER DEFINED BUTTONS | 9500 | - | 14250 | 12350 | 12350 | 11400 | 10925 | 10450
GST | UL | FACP | GST-MNA2C | NETWORK ANNUNCIATOR | TOUCH SCREEN, ACTIVE ANNUNCIATOR WITH FULL FUNCTION MONITOR AND CONTROL. COMPATIBLE WITH GST-IFPXM SERIES PANEL, BUILT IN CAN CLASS A NETWORK INTERFACE, UL LISTED | 63500 | - | 95250 | 82550 | 82550 | 76200 | 73025 | 69850
GST | UL | FACP | GST-MNA2F | NETWORK ANNUNCIATOR | TOUCH SCREEN, ACTIVE ANNUNCIATOR WITH FULL FUNCTION MONITOR AND CONTROL. COMPATIBLE WITH GST-IFPXM SERIES PANEL, BUILT IN OPTICAL FIBER NETWORK INTERFACE, LC TYPE CONNECTOR FOR SINGLE MODE FIBER,UL LISTED | 71500 | - | 107250 | 92950 | 92950 | 85800 | 82225 | 78650
GST | UL | FACP | GST852RP | LCD REPEATER PANEL | PASSIVE LCD REPEATER. COMPATIBLE WITH GST100, GST200 SERIES, GST5000 SERIES AND GST-IFP8 | 31000 | - | 46500 | 40300 | 40300 | 37200 | 35650 | 34100
GST | UL | FACP | GST8903 | INTELLIGENT GRAPHIC REPEATER PANEL | GRAPHIC REPEATER PANEL MAIN BOARD AND INDICATION BOARD ONLY, 99 ZONE/DEVICE ALARM INDICATION LED | 19800 | - | 29700 | 25740 | 25740 | 23760 | 22770 | 21780
GST | UL | FACP | GST8903-A1 | INTELLIGENT GRAPHIC REPEATER PANEL | CUSTOMIZED GRAPHIC REPEATER PANEL WITH A1 CASE | 142500 | - | 213750 | 185250 | 185250 | 171000 | 163875 | 156750
GST | UL | FACP | GST8903-A2 | INTELLIGENT GRAPHIC REPEATER PANEL | CUSTOMIZED GRAPHIC REPEATER PANEL WITH A2 CASE | 126500 | - | 189750 | 164450 | 164450 | 151800 | 145475 | 139150
GST | UL | FACP | GST8903-A3 | INTELLIGENT GRAPHIC REPEATER PANEL | CUSTOMIZED GRAPHIC REPEATER PANEL WITH A3 CASE | 111000 | - | 166500 | 144300 | 144300 | 133200 | 127650 | 122100
GST | UL | FACP | GST-BAT65-G | BATTERY BOX | EXTERNAL BATTERY BOX FOR GST-IFP4M PANEL, TO STORE BATTERY CAPACITY UP TO 65AH, GRAY COLOR. OPTIONAL RED OR WHITE COLOR BATTERY BOX CAN BE ORDERED SEPARATELY | 18500 | - | 27750 | 24050 | 24050 | 22200 | 21275 | 20350
GST | UL | FACP | GST-BAT65-R | BATTERY BOX | EXTERNAL BATTERY BOX FOR GST-IFP4M PANEL, TO STORE BATTERY CAPACITY UP TO 65AH, RED COLOR. | 18500 | - | 27750 | 24050 | 24050 | 22200 | 21275 | 20350
GST | UL | FACP | GST-M200 | INTELLIGENT FIRE ALARM CONTROL PANEL | SINGLE LOOP FIRE ALARM CONTROL PANEL, CAPACITY OF 230 INTELLIGENT DEVICES, 2 STYLE Y NOTIFICATION APPLIANCE CIRCUITS (NAC), 3 FIXED RELAY OUTPUTS FOR FIRE/FAULT/SUPERVISORY, EXCLUDING BATTERIES(CERTIFIED BY UL) | 98500 | - | 147750 | 128050 | 128050 | 118200 | 113275 | 108350
GST | UL | FACP | LC200 | SINGLE LOOP CARD | SINGLE LOOP CARD FOR GST200 SERIES, CAPACITY OF 242 DEVICES | 26500 | - | 39750 | 34450 | 34450 | 31800 | 30475 | 29150
GST | UL | FACP | P-9930 | COMMUNICATION CARD | COMPATIBLE WITH USB PORT AND SERIAL PORT, RS232 COMMUNICATION BOARD OF GST200 SERIES, FOR SYSTEM COMMISSIONING AND GMC CONNECTION | 7850 | - | 11775 | 10205 | 10205 | 9420 | 9027.5 | 8635
GST | UL | FACP | P-M9930Modbus | MODBUS COMMUNICATION CARD | MODBUS COMMUNICATION CARD FOR INTEGRATING GST-M200 PANEL INTO BMS SYSTEM IN RS232 | 11500 | - | 17250 | 14950 | 14950 | 13800 | 13225 | 12650
GST | UL | FACP | P-9905 | PRINTER INTERFACE | INTERFACING WITH EXTERNAL USB PRINTER FOR GST200 SERIES | 19800 | - | 29700 | 25740 | 25740 | 23760 | 22770 | 21780
GST |  |  | GstGMC-M2.2 | Graphic Monitor Center | Computer Based Software, Enabling Complete Color graphic Control and Display system, Providing a Window on to the Fire Alarm System, Compatible with GST-M200 fire alarm control panel ,Computer not Included | 178000 | - | 267000 | 231400 | 231400 | 213600 | 204700 | 195800
GST |  |  | GST-IFPx-GMC-S | Graphic Monitor Center | Computer Based Software, Enabling Complete Color graphic Control and Display system, Providing a Window on to the Fire Alarm System, Compatible with GST-IFP4M Series fire alarm control panel ,Computer not Included; project less than 500 points | 178000 | - | 267000 | 231400 | 231400 | 213600 | 204700 | 195800
GST |  |  | GST-IFPx-GMC-M | Graphic Monitor Center | Computer Based Software, Enabling Complete Color graphic Control and Display system, Providing a Window on to the Fire Alarm System, Compatible with GST-IFP4M Series fire alarm control panel ,Computer not Included ; Project from 500 upto 2000 points | 190500 | - | 285750 | 247650 | 247650 | 228600 | 219075 | 209550
GST |  |  | GST-IFPx-GMC-L | Graphic Monitor Center | Computer Based Software, Enabling Complete Color graphic Control and Display system, Providing a Window on to the Fire Alarm System, Compatible with GST-IFP4M Series fire alarm control panel ,Computer not Included ; Project more than 2000 points | 205000 | - | 307500 | 266500 | 266500 | 246000 | 235750 | 225500
GST |  |  | DEF-KEY | USB Dongle | Dongle key,Access control of GST Definition software (3.0 and later version or GST-IFP4-Def | 84500 | - | 126750 | 109850 | 109850 | 101400 | 97175 | 92950
GST |  |  | DEF-KEY-TIMER | USB Dongle | Dongle key, with timer function,Access control of GST Definition software (3.0 and later version) or GST-IFP4-Def | 90500 | - | 135750 | 117650 | 117650 | 108600 | 104075 | 99550
GST |  |  | P-9910B | Hand Held Programmer | Portable Programming Tool for Addressing, Presetting and Testing of Addressable Devices | 16500 | - | 24750 | 21450 | 21450 | 19800 | 18975 | 18150
TYY | Conventional | FACP | YF3-0004L | Fire Alarm Control Panel 4 Zone |  | 7800 | - | 11700 | 10140 | 10140 | 9360 | 8970 | 8580
TYY | Conventional | FACP | YF3-0002L | Fire Alarm Control Panel 4 Zone |  | 7200 | - | 10800 | 9360 | 9360 | 8640 | 8280 | 7920
TYY | Conventional | FACP | YF3-0008L | Fire Alarm Control Panel 8 Zone |  | 9100 | - | 13650 | 11830 | 11830 | 10920 | 10465 | 10010
TYY | Conventional | FACP | YF3-0012L | Fire Alarm Control Panel 12 Zone |  | 12630 | - | 18945 | 16419 | 16419 | 15156 | 14524.5 | 13893
TYY | Conventional | FACP | YF3-0016L | Fire Alarm Control Panel 16 Zone |  | 16100 | - | 24150 | 20930 | 20930 | 19320 | 18515 | 17710
TYY | Conventional | FACP | YF3-0020L | Fire Alarm Control Panel 20 Zone |  | 17980 | - | 26970 | 23374 | 23374 | 21576 | 20677 | 19778
TYY | Conventional | FACP | YF3-0024L | Fire Alarm Control Panel 24 Zone |  | 19770 | - | 29655 | 25701 | 25701 | 23724 | 22735.5 | 21747
TYY | Conventional | Detector & Accessories | YDS-S01 | Photoelectric Smoke Detector (Two wires) |  | 600 | - | 900 | 780 | 780 | 720 | 690 | 660
TYY | Conventional | Detector & Accessories | YDT-S01 | Conventional Fixed Temperature Heat Detector |  | 380 | - | 570 | 494 | 494 | 456 | 437 | 418
TYY | Conventional | Detector & Accessories | YFD-01 | Conventional Fixed Temperature Heat Detector(Two wires) |  | 300 | - | 450 | 390 | 390 | 360 | 345 | 330
TYY | Conventional | Detector & Accessories | YM-P01 | Conventional Manual Call Point w/ LED Indicator |  | 450 | - | 675 | 585 | 585 | 540 | 517.5 | 495
TYY | Conventional | Detector & Accessories | YIL-01 | Indicating Lamp (LED) |  | 300 | - | 450 | 390 | 390 | 360 | 345 | 330
TYY | Conventional | Detector & Accessories | YFB-6 | Fire Alarm Bell 6" (24V DC) |  | 600 | - | 900 | 780 | 780 | 720 | 690 | 660
TYY | Conventional | Detector & Accessories | YSD-30L | Conventional Optical Smoke Detector (Four wires, 12VDC) |  | 690 | - | 1035 | 897 | 897 | 828 | 793.5 | 759
TYY | Conventional | Surface-mounting Type Ceiling / Wall Speaker | YSP-0403D | 4 inch, 3W Speaker |  | 360 | - | 540 | 468 | 468 | 432 | 414 | 396
TYY | Addressable | FACP | YFR-3-001 | TYY ADDRESSABLE 1 LOOP FIRE ALARM CONTROL PANEL (255ADD) (WITHOUT PRINTER) +5" COLOR TOUCH SCREEN (MINI) |  | 34595 | - | 51892.5 | 44973.5 | 44973.5 | 41514 | 39784.25 | 38054.5
TYY | Addressable | Detector & Accessories | YR3-01 | TYY ADDRESSABLE MONITORING/CONTROL MODULE (WITH EOL) |  | 1512 | - | 2268 | 1965.6 | 1965.6 | 1814.4 | 1738.8 | 1663.2
TYY | Addressable | Detector & Accessories | YDS-R301 | TYY ADDRESSABLE PHOTOELECTRIC SMOKE DETECTOR (WITH EOL) |  | 1512 | - | 2268 | 1965.6 | 1965.6 | 1814.4 | 1738.8 | 1663.2
TYY | Addressable | Detector & Accessories | YDT-R301 | TYY ADDRESSABLE FIXED TEMPERATURE HEAT DETECTOR (WITH EOL) |  | 1570 | - | 2355 | 2041 | 2041 | 1884 | 1805.5 | 1727
TYY | Addressable | Detector & Accessories | YDD-R302 | TYY ADDRESSABLE RATE OF RISE HEAT DETECTOR (WITH EOL) |  | 1570 | - | 2355 | 2041 | 2041 | 1884 | 1805.5 | 1727
TYY | Addressable | Detector & Accessories | YM-R301 | TYY ADDRESSABLE MANUAL CALL POINT (WITH EOL) |  | 1600 | - | 2400 | 2080 | 2080 | 1920 | 1840 | 1760
HOCHIKI | CONVENTIONAL | HJ Panels & Peripherals | RPP-EDW05B(JE) | 5 Zone Fire Alarm Control Panel |  | 35009 | - | 52513.5 | 45511.7 | 45511.7 | 42010.8 | 40260.35 | 38509.9
HOCHIKI | CONVENTIONAL | HJ Panels & Peripherals | RPS-AAW10(JE) | 10 Zone Fire Alarm Control Panel |  | 65103 | - | 97654.5 | 84633.9 | 84633.9 | 78123.6 | 74868.45 | 71613.3
HOCHIKI | CONVENTIONAL | HJ Panels & Peripherals | FWI-1 | Signal Transfer Unit for RPS- AAW10(JE) |  | 9571 | - | 14356.5 | 12442.3 | 12442.3 | 11485.2 | 11006.65 | 10528.1
HOCHIKI | CONVENTIONAL | HJ Panels & Peripherals | RPV-AAW20(JE) | 20 Zone Fire Alarm Control Panel |  | 121687 | - | 182530.5 | 158193.1 | 158193.1 | 146024.4 | 139940.05 | 133855.7
HOCHIKI | CONVENTIONAL | HJ Panels & Peripherals | PEX-51C | 5 Zone Sub-Indication Panel (Japan ver.) |  | 43914 | - | 65871 | 57088.2 | 57088.2 | 52696.8 | 50501.1 | 48305.4
HOCHIKI | CONVENTIONAL | HJ Panels & Peripherals | PEX-101C | 10 Zone Sub-Indication Panel (Japan ver.) |  | 44082 | - | 66123 | 57306.6 | 57306.6 | 52898.4 | 50694.3 | 48490.2
HOCHIKI | CONVENTIONAL | HJ Panels & Peripherals | PEX-201C | 20 Zone Sub-Indication Panel (Japan ver.) |  | 54473 | - | 81709.5 | 70814.9 | 70814.9 | 65367.6 | 62643.95 | 59920.3
HOCHIKI | CONVENTIONAL | HJ Panels & Peripherals | PEX-301C | 30 Zone Sub-Indication Panel (Japan ver.) |  | 64865 | - | 97297.5 | 84324.5 | 84324.5 | 77838 | 74594.75 | 71351.5
HOCHIKI | CONVENTIONAL | HJ Panels & Peripherals | PEX-401C | 40 Zone Sub-Indication Panel (Japan ver.) |  | 75257 | - | 112885.5 | 97834.1 | 97834.1 | 90308.4 | 86545.55 | 82782.7
HOCHIKI | CONVENTIONAL | HJ Panels & Peripherals | PEX-501C | 50 Zone Sub-Indication Panel (Japan ver.) |  | 85649 | - | 128473.5 | 111343.7 | 111343.7 | 102778.8 | 98496.35 | 94213.9
HOCHIKI | CONVENTIONAL | HJ Panels & Peripherals | SC-PA |  |  | 4963 | - | 7444.5 | 6451.9 | 6451.9 | 5955.6 | 5707.45 | 5459.3
HOCHIKI | CONVENTIONAL | HJ Panels & Peripherals | 20-AA600A | Standby Battery for RPP- ABW15.20(JE); RPV-AAW15.20(JE) |  | 11978 | - | 17967 | 15571.4 | 15571.4 | 14373.6 | 13774.7 | 13175.8
HOCHIKI | CONVENTIONAL | HJ Panels & Peripherals | NCDB-0.45 | Standby Battery for HEX-IPE-B(JE), RPSAAW10(JE), RPV-AAW10(JE) |  | 7550 | - | 11325 | 9815 | 9815 | 9060 | 8682.5 | 8305
HOCHIKI | CONVENTIONAL | HJ Panels & Peripherals | NCDB-0.90 | Standby Battery for RPQ-ABW30(JE) |  | 14618 | - | 21927 | 19003.4 | 19003.4 | 17541.6 | 16810.7 | 16079.8
HOCHIKI | CONVENTIONAL | HJ Panels & Peripherals | NCDB-1.20 | Standby Battery for RPQ- ABW40,50(JE) |  | 13650 | - | 20475 | 17745 | 17745 | 16380 | 15697.5 | 15015
HOCHIKI | CONVENTIONAL | HJ Detectors & Bases | DFG-60BLJ | Fixed Temperature Heat Detector Waterproof - 60°C, No base is required, 2-wire |  | 1365 | - | 2047.5 | 1774.5 | 1774.5 | 1638 | 1569.75 | 1501.5
HOCHIKI | CONVENTIONAL | HJ Detectors & Bases | DFG-60BLKJ | Fixed Temperature Heat Detector Waterproof - 60°C, No base is required, 3-wire |  | 1540 | - | 2310 | 2002 | 2002 | 1848 | 1771 | 1694
HOCHIKI | CONVENTIONAL | HJ Detectors & Bases | DFG-1W70L | Fixed Temperature Heat Detector - 70°C (use YBR-RL/1) |  | 2540 | - | 3810 | 3302 | 3302 | 3048 | 2921 | 2794
HOCHIKI | CONVENTIONAL | HJ Detectors & Bases | DFH-1A70 | Fixed Temperature Heat Detector, Waterproof- 70°C |  | 2010 | - | 3015 | 2613 | 2613 | 2412 | 2311.5 | 2211
HOCHIKI | CONVENTIONAL | HJ Detectors & Bases | FFH-2E070 | Fixed Temperature Heat Detector - Explosionproof (70°C) |  | 23914 | - | 35871 | 31088.2 | 31088.2 | 28696.8 | 27501.1 | 26305.4
HOCHIKI | CONVENTIONAL | HJ Detectors & Bases | FFH-2E080 | Fixed Temperature Heat Detector - Explosionproof (80°C) |  | 23914 | - | 35871 | 31088.2 | 31088.2 | 28696.8 | 27501.1 | 26305.4
HOCHIKI | CONVENTIONAL | HJ Detectors & Bases | FFH-2E090 | Fixed Temperature Heat Detector - Explosionproof (90°C) |  | 23914 | - | 35871 | 31088.2 | 31088.2 | 28696.8 | 27501.1 | 26305.4
HOCHIKI | CONVENTIONAL | HJ Detectors & Bases | FFH-2E100 | Fixed Temperature Heat Detector - Explosionproof (100°C) |  | 27687 | - | 41530.5 | 35993.1 | 35993.1 | 33224.4 | 31840.05 | 30455.7
HOCHIKI | CONVENTIONAL | HJ Detectors & Bases | FFH-2E120 | Fixed Temperature Heat Detector - Explosionproof (120°C) |  | 27687 | - | 41530.5 | 35993.1 | 35993.1 | 33224.4 | 31840.05 | 30455.7
HOCHIKI | CONVENTIONAL | HJ Detectors & Bases | FFH-2E150 | Fixed Temperature Heat Detector - Explosionproof (150°C) |  | 27687 | - | 41530.5 | 35993.1 | 35993.1 | 33224.4 | 31840.05 | 30455.7
HOCHIKI | CONVENTIONAL | HJ Detectors & Bases | 27021-5-1-060 | Fixed Temperature Heat Detector Surface Mount Type - 60°C |  | 10167 | - | 15250.5 | 13217.1 | 13217.1 | 12200.4 | 11692.05 | 11183.7
HOCHIKI | CONVENTIONAL | HJ Detectors & Bases | 27021-5-1-070 | Fixed Temperature Heat Detector Surface Mount Type - 70°C |  | 10167 | - | 15250.5 | 13217.1 | 13217.1 | 12200.4 | 11692.05 | 11183.7
HOCHIKI | CONVENTIONAL | HJ Detectors & Bases | 27021-5-1-080 | Fixed Temperature Heat Detector Surface Mount Type - 80°C |  | 10167 | - | 15250.5 | 13217.1 | 13217.1 | 12200.4 | 11692.05 | 11183.7
HOCHIKI | CONVENTIONAL | HJ Detectors & Bases | 27021-5-1-090 | Fixed Temperature Heat Detector Surface Mount Type - 90°C |  | 10167 | - | 15250.5 | 13217.1 | 13217.1 | 12200.4 | 11692.05 | 11183.7
HOCHIKI | CONVENTIONAL | HJ Detectors & Bases | 27021-5-1-100 | Fixed Temperature Heat Detector Surface Mount Type - 100°C |  | 11723 | - | 17584.5 | 15239.9 | 15239.9 | 14067.6 | 13481.45 | 12895.3
HOCHIKI | CONVENTIONAL | HJ Detectors & Bases | 27021-5-1-120 | Fixed Temperature Heat Detector Surface Mount Type - 120°C |  | 11723 | - | 17584.5 | 15239.9 | 15239.9 | 14067.6 | 13481.45 | 12895.3
HOCHIKI | CONVENTIONAL | HJ Detectors & Bases | 27021-5-1-150 | Fixed Temperature Heat Detector Surface Mount Type - 150°C |  | 11723 | - | 17584.5 | 15239.9 | 15239.9 | 14067.6 | 13481.45 | 12895.3
HOCHIKI | CONVENTIONAL | HJ Detectors & Bases | W27021-6-1-060 | Fixed Temperature Heat Detector - 60°C - Waterproof |  | 11204 | - | 16806 | 14565.2 | 14565.2 | 13444.8 | 12884.6 | 12324.4
HOCHIKI | CONVENTIONAL | HJ Detectors & Bases | W27021-6-1-070 | Fixed Temperature Heat Detector - 70°C - Waterproof |  | 11204 | - | 16806 | 14565.2 | 14565.2 | 13444.8 | 12884.6 | 12324.4
HOCHIKI | CONVENTIONAL | HJ Detectors & Bases | W27021-6-1-080 | Fixed Temperature Heat Detector - 80°C - Waterproof |  | 11204 | - | 16806 | 14565.2 | 14565.2 | 13444.8 | 12884.6 | 12324.4
HOCHIKI | CONVENTIONAL | HJ Detectors & Bases | W27021-6-1-090 | Fixed Temperature Heat Detector - 90°C - Waterproof |  | 11204 | - | 16806 | 14565.2 | 14565.2 | 13444.8 | 12884.6 | 12324.4
HOCHIKI | CONVENTIONAL | HJ Detectors & Bases | W27021-6-1-100 | Fixed Temperature Heat Detector - 100°C - Waterproof |  | 12968 | - | 19452 | 16858.4 | 16858.4 | 15561.6 | 14913.2 | 14264.8
HOCHIKI | CONVENTIONAL | HJ Detectors & Bases | W27021-6-1-120 | Fixed Temperature Heat Detector - 120°C - Waterproof |  | 12968 | - | 19452 | 16858.4 | 16858.4 | 15561.6 | 14913.2 | 14264.8
HOCHIKI | CONVENTIONAL | HJ Detectors & Bases | W27021-6-1-150 | Fixed Temperature Heat Detector - 150°C - Waterproof |  | 12968 | - | 19452 | 16858.4 | 16858.4 | 15561.6 | 14913.2 | 14264.8
HOCHIKI | CONVENTIONAL | HJ Detectors & Bases | YSC-01B | Signal Converter for Gas Detector |  | 4196 | - | 6294 | 5454.8 | 5454.8 | 5035.2 | 4825.4 | 4615.6
HOCHIKI | CONVENTIONAL | HJ Detectors & Bases | YF-417C | Gas Detector (LP) |  | 12257 | - | 18385.5 | 15934.1 | 15934.1 | 14708.4 | 14095.55 | 13482.7
HOCHIKI | CONVENTIONAL | HJ Detectors & Bases | YF-517C | Gas Detector (City) |  | 10205 | - | 15307.5 | 13266.5 | 13266.5 | 12246 | 11735.75 | 11225.5
HOCHIKI | CONVENTIONAL | HJ Detectors & Bases | SH-5910 | Mounting Bracket For Gas Detector |  | 1538 | - | 2307 | 1999.4 | 1999.4 | 1845.6 | 1768.7 | 1691.8
HOCHIKI | CONVENTIONAL | HJ Detectors & Bases | SPC-ET | BEAM SMOKE DETECTOR (2-wire) |  |  | - | 0 | 0 | 0 | 0 | 0 | 0
HOCHIKI | CONVENTIONAL | HJ Detectors & Bases | SPC-24 | BEAM DETECTOR |  | 35713 | - | 53569.5 | 46426.9 | 46426.9 | 42855.6 | 41069.95 | 39284.3
HOCHIKI |  |  | SPC-24 | Filter Test Filter |  | 1684 | - | 2526 | 2189.2 | 2189.2 | 2020.8 | 1936.6 | 1852.4
HOCHIKI | CONVENTIONAL | HJ Detectors & Bases | TBF-E | TEST FILTER FOR SPC-ET |  | 522 | - | 783 | 678.6 | 678.6 | 626.4 | 600.3 | 574.2
HOCHIKI | CONVENTIONAL | HJ Detectors & Bases | YBF-RL/4H5 (LPC) | Mounting LED Base w/Remote Terminal |  | 1323 | - | 1984.5 | 1719.9 | 1719.9 | 1587.6 | 1521.45 | 1455.3
HOCHIKI | CONVENTIONAL | HJ Detectors & Bases | YBN-R/4C (LPC) | Conventional Plain Mounting Base |  | 428 | - | 642 | 556.4 | 556.4 | 513.6 | 492.2 | 470.8
HOCHIKI | CONVENTIONAL | HJ Detectors & Bases | YBN-UA | Recess Base Adaptor - Flush Type |  | 380 | - | 570 | 494 | 494 | 456 | 437 | 418
HOCHIKI | CONVENTIONAL | HJ Detectors & Bases | YZQ-A | Fitting Material for Recess Base, for YBN-UA, inner 5pcs |  | 1323 | - | 1984.5 | 1719.9 | 1719.9 | 1587.6 | 1521.45 | 1455.3
HOCHIKI | CONVENTIONAL | HJ Detectors & Bases | YBO-R/4C (LPC) | Mounting Base w/Remote LED Terminal |  | 1481 | - | 2221.5 | 1925.3 | 1925.3 | 1777.2 | 1703.15 | 1629.1
HOCHIKI | CONVENTIONAL | HJ Detectors & Bases | YBR-RL/1 | Mounting Base w/LED |  | 952 | - | 1428 | 1237.6 | 1237.6 | 1142.4 | 1094.8 | 1047.2
HOCHIKI | CONVENTIONAL | HJ Detectors & Bases | YBR-RL/2 | Mounting Base w/LED with S terminal |  | 952 | - | 1428 | 1237.6 | 1237.6 | 1142.4 | 1094.8 | 1047.2
HOCHIKI | CONVENTIONAL | HJ Detectors & Bases | DHA-2L | Rate of Rise Linear Heat Detector |  | 12063 | - | 18094.5 | 15681.9 | 15681.9 | 14475.6 | 13872.45 | 13269.3
HOCHIKI | CONVENTIONAL | HJ Detectors & Bases | AK-M | Copper Tube (100m/unit) |  | 16825 | - | 25237.5 | 21872.5 | 21872.5 | 20190 | 19348.75 | 18507.5
HOCHIKI | CONVENTIONAL | Accessories | FBB-150K | 6" Motor bell (UL) |  | 1429 | - | 2143.5 | 1857.7 | 1857.7 | 1714.8 | 1643.35 | 1571.9
HOCHIKI | CONVENTIONAL | Accessories | FBB-150I | Fire Alarm Bell |  | 2116 | - | 3174 | 2750.8 | 2750.8 | 2539.2 | 2433.4 | 2327.6
HOCHIKI | CONVENTIONAL | Accessories | FBB-150ID | Fire Alarm Bell w/Diode |  | 2540 | - | 3810 | 3302 | 3302 | 3048 | 2921 | 2794
HOCHIKI | CONVENTIONAL | Accessories | FBB-150JW | Fire Alarm Bell - Weatherproof |  | 10439 | - | 15658.5 | 13570.7 | 13570.7 | 12526.8 | 12004.85 | 11482.9
HOCHIKI | CONVENTIONAL | Accessories | TL-14D | Local Indication Lamp |  | 1481 | - | 2221.5 | 1925.3 | 1925.3 | 1777.2 | 1703.15 | 1629.1
HOCHIKI | CONVENTIONAL | Accessories | TL-14DW | Local Indication Lamp - Waterproof |  | 1693 | - | 2539.5 | 2200.9 | 2200.9 | 2031.6 | 1946.95 | 1862.3
HOCHIKI | CONVENTIONAL | Accessories | EMB-6 | Fire Alarm Bell - Explosionproof |  | 66134 | - | 99201 | 85974.2 | 85974.2 | 79360.8 | 76054.1 | 72747.4
HOCHIKI | CONVENTIONAL | Accessories | TPLD-R | Local Indication Lamp - Explosionproof |  | 34099 | - | 51148.5 | 44328.7 | 44328.7 | 40918.8 | 39213.85 | 37508.9
HOCHIKI | CONVENTIONAL | Accessories | FLF-H | Remote Indicator Lamp (without plate) |  | 1121 | - | 1681.5 | 1457.3 | 1457.3 | 1345.2 | 1289.15 | 1233.1
HOCHIKI | CONVENTIONAL | Accessories | WN6001W | Plate for FLF-H |  | 164 | - | 246 | 213.2 | 213.2 | 196.8 | 188.6 | 180.4
HOCHIKI | CONVENTIONAL | Accessories | WN3700020 | Installation Fitting for WN6001W |  | 106 | - | 159 | 137.8 | 137.8 | 127.2 | 121.9 | 116.6
HOCHIKI | CONVENTIONAL | Accessories | PPE-1(JE) | Manual Call Point - CL1, with telephone jack |  | 4906 | - | 7359 | 6377.8 | 6377.8 | 5887.2 | 5641.9 | 5396.6
HOCHIKI | CONVENTIONAL | Accessories | PPE-2(JE) | Manual Call Point - CL2 - Embedded, no telephone jack |  | 5389 | - | 8083.5 | 7005.7 | 7005.7 | 6466.8 | 6197.35 | 5927.9
HOCHIKI | CONVENTIONAL | Accessories | PPE-B | Mounting Backbox for PPE |  | 810 | - | 1215 | 1053 | 1053 | 972 | 931.5 | 891
HOCHIKI | CONVENTIONAL | Accessories | PDC-1 | Manual Call Point - Explosionproof |  | 114143 | - | 171214.5 | 148385.9 | 148385.9 | 136971.6 | 131264.45 | 125557.3
HOCHIKI | CONVENTIONAL | Accessories | KSP-10HSGW(JE) | Combination Box (Local Lamp, CL1 MCP & Bell) - Weatherproof, without backbox |  |  | - | 0 | 0 | 0 | 0 | 0 | 0
HOCHIKI | CONVENTIONAL | Accessories | KSP-20HSG(JE) | Combination Box (Local Lamp, CL2 MCP & Bell), without backbox |  |  | - | 0 | 0 | 0 | 0 | 0 | 0
HOCHIKI | CONVENTIONAL | Accessories | KSP-20HSGW(JE) | Combination Box (Local Lamp, CL2 MCP & Bell) - Weatherproof, without backbox |  |  | - | 0 | 0 | 0 | 0 | 0 | 0
HOCHIKI | CONVENTIONAL | Accessories | KSB-00RSDW | Surface Mount Backbox (for Combination Box) |  | 6632 | - | 9948 | 8621.6 | 8621.6 | 7958.4 | 7626.8 | 7295.2
HOCHIKI | CONVENTIONAL | Accessories | KSB-00USD | Flush Mount Backbox (for Combination Box) |  | 2515 | - | 3772.5 | 3269.5 | 3269.5 | 3018 | 2892.25 | 2766.5
HOCHIKI | CONVENTIONAL | Accessories | SC-PA | Fireman Telephone Handset |  | 4963 | - | 7444.5 | 6451.9 | 6451.9 | 5955.6 | 5707.45 | 5459.3
HOCHIKI | CONVENTIONAL | Accessories | ARS-B104 | Door Release |  | 7105 | - | 10657.5 | 9236.5 | 9236.5 | 8526 | 8170.75 | 7815.5
HOCHIKI | CONVENTIONAL | Accessories | SCF-001 | Noise Filter |  | 2945 | - | 4417.5 | 3828.5 | 3828.5 | 3534 | 3386.75 | 3239.5
HOCHIKI | ADDRESSABLE | HA FireNET PLUS FACP | FN-1127/220V | FN-1127US0ERS-220 ANALOG/ ADDRESSABLE FIRE CONTROL PANEL 220V (2 LOOP/4AMP PS), RED |  | 80948 | - | 121422 | 105232.4 | 105232.4 | 97137.6 | 93090.2 | 89042.8
HOCHIKI | ADDRESSABLE | HA FireNET PLUS FACP | FN-1127N/220V | FN-1127US1ERS-220 ANALOG /ADDRESSABLE FIRE CONTROL PANEL 220V (2 LOOP/4AMP PS) W/NETWORK CARD W/MANUAL, RED |  | 102535 | - | 153802.5 | 133295.5 | 133295.5 | 123042 | 117915.25 | 112788.5
HOCHIKI | ADDRESSABLE | HA FireNET PLUS FACP | FN-LCD-S-R | FN-LCDSUS00RS-024 SERIAL ANNUNCIATOR (RED) |  | 32538 | - | 48807 | 42299.4 | 42299.4 | 39045.6 | 37418.7 | 35791.8
HOCHIKI | ADDRESSABLE | HA FireNET FACP EXPANDERS | FNP-1127-SLC | SINGLE SLC LOOP EXPANDER CARD (FireNET PLUS ONLY) |  | 26454 | - | 39681 | 34390.2 | 34390.2 | 31744.8 | 30422.1 | 29099.4
HOCHIKI | ADDRESSABLE | HA FireNET FACP EXPANDERS | FN-4127-NIC | HAS555 NETWORK INTERFACE CARD (FireNET & FireNET Plus) |  | 23808 | - | 35712 | 30950.4 | 30950.4 | 28569.6 | 27379.2 | 26188.8
HOCHIKI | ADDRESSABLE | HA FireNET FACP EXPANDERS | FN-4127-IO | HAS560 16 CHANNEL INPUT/OUTPUT BOARD |  | 19047 | - | 28570.5 | 24761.1 | 24761.1 | 22856.4 | 21904.05 | 20951.7
HOCHIKI | ADDRESSABLE | HA Latitude FACP | LA302H1-10 | FireNET Latitude - 2 loop, 5.25A PSU, D5, 1 aperture (surface), Enable Key, Red |  | 180880 | - | 271320 | 235144 | 235144 | 217056 | 208012 | 198968
HOCHIKI | ADDRESSABLE | HA Latitude FACP | LA303H1-10 | FireNET Latitude - 2 loop, 10.25A PSU, D5, 1 aperture (surface), Enable Key, Red |  | 202804 | - | 304206 | 263645.2 | 263645.2 | 243364.8 | 233224.6 | 223084.4
HOCHIKI | ADDRESSABLE | HA Latitude FACP | LA903H5-10 | FireNET Latitude - 10 loop, 10.25A PSU, D6, 1 aperture (surface), Enable Key, Red |  | 386584 | - | 579876 | 502559.2 | 502559.2 | 463900.8 | 444571.6 | 425242.4
HOCHIKI | ADDRESSABLE | HA Latitude FACP | LA903H1-10 | FireNET Latitude - 2 loop, 8 Slot, 10.25A PSU, M6, 1 aperture (surface), Enable Key, Red |  | 257617 | - | 386425.5 | 334902.1 | 334902.1 | 309140.4 | 296259.55 | 283378.7
HOCHIKI | ADDRESSABLE | HA Latitude FACP | LFC00NC-10 | FireNET Latitude Vision Network Repeater, surface, Red |  | 77794 | - | 116691 | 101132.2 | 101132.2 | 93352.8 | 89463.1 | 85573.4
HOCHIKI | ADDRESSABLE | HA Latitude FACP | S723-HA | FireNET Latitude network module (Ethernet and IFAM) |  | 30147 | - | 45220.5 | 39191.1 | 39191.1 | 36176.4 | 34669.05 | 33161.7
HOCHIKI | ADDRESSABLE | HA Latitude FACP | S791-HA | FireNET Latitude 8 way relay module |  | 13864 | - | 20796 | 18023.2 | 18023.2 | 16636.8 | 15943.6 | 15250.4
HOCHIKI | ADDRESSABLE | HA Latitude FACP | S788-HA | FireNET Latitude Media Gateway module |  | 41109 | - | 61663.5 | 53441.7 | 53441.7 | 49330.8 | 47275.35 | 45219.9
HOCHIKI | ADDRESSABLE | HA Latitude FACP | S758-HA | FireNET Latitude 2 loop card * for replacement order purpose (if any) ONLY |  | 33709 | - | 50563.5 | 43821.7 | 43821.7 | 40450.8 | 38765.35 | 37079.9
HOCHIKI | ADDRESSABLE | HA Sensor | ATJ-EA | HEAT SENSOR |  | 3227.35 | - | 4841.025 | 4195.555 | 4195.555 | 3872.82 | 3711.4525 | 3550.085
HOCHIKI | ADDRESSABLE | HA Sensor | ACC-V | MULTI SENSOR PHOTO HEAT |  | 4828 | - | 7242 | 6276.4 | 6276.4 | 5793.6 | 5552.2 | 5310.8
HOCHIKI | ADDRESSABLE | HA Sensor Bases | YBN-NSA-4 | 4" ANALOG SENSOR BASE, BONE |  | 466 | - | 699 | 605.8 | 605.8 | 559.2 | 535.9 | 512.6
HOCHIKI | ADDRESSABLE | HA Sensor Bases | HSB-NSA-6 | 6" ANALOG SENSOR BASE, BONE |  | 488 | - | 732 | 634.4 | 634.4 | 585.6 | 561.2 | 536.8
HOCHIKI | ADDRESSABLE | HA Sensor Bases | ASB-7 | ANALOG SOUNDER BASE (AUX POWER), BONE |  | 4391.32 | - | 6586.98 | 5708.716 | 5708.716 | 5269.584 | 5050.018 | 4830.452
HOCHIKI | ADDRESSABLE | HA Sensor Bases | ASBL | ANALOG SOUNDER BASE LOW FREQUENCY |  | 8518 | - | 12777 | 11073.4 | 11073.4 | 10221.6 | 9795.7 | 9369.8
HOCHIKI | ADDRESSABLE | HA Sensor Bases | SCI-B4 | Short circuit isolator analog sensor base 4", Bone |  | 2540 | - | 3810 | 3302 | 3302 | 3048 | 2921 | 2794
HOCHIKI | ADDRESSABLE | HA Sensor Bases | SCI-B6 | Short circuit isolator analog sensor base 6", Bone |  | 3968 | - | 5952 | 5158.4 | 5158.4 | 4761.6 | 4563.2 | 4364.8
HOCHIKI | ADDRESSABLE | HA Sensor Bases | RAI-LED | REMOTE ALARM LED INDICATOR FOR ANALOG SENSORS |  | 3201 | - | 4801.5 | 4161.3 | 4161.3 | 3841.2 | 3681.15 | 3521.1
HOCHIKI | ADDRESSABLE | HA MODULES | DCP-FRCME-M | FAST RESPONSE CONTACT MONITORING MODULE |  | 2566 | - | 3849 | 3335.8 | 3335.8 | 3079.2 | 2950.9 | 2822.6
HOCHIKI | ADDRESSABLE | HA MODULES | DCP-FRCME-P | FAST RESPONSE CONTACT MONITOR, WITH PIGTAILS |  | 3174 | - | 4761 | 4126.2 | 4126.2 | 3808.8 | 3650.1 | 3491.4
HOCHIKI | ADDRESSABLE | HA MODULES | DCP-FRCMA | FAST RESPONSE CONTACT MONITOR FOR 4" BOX CLASS "A" |  | 3386 | - | 5079 | 4401.8 | 4401.8 | 4063.2 | 3893.9 | 3724.6
HOCHIKI | ADDRESSABLE | HA MODULES | DCP-FRCMA-I | FAST RESPONSE CONTACT MONITOR FOR 4" BOX CLASS "A" ISOLATOR |  | 3545 | - | 5317.5 | 4608.5 | 4608.5 | 4254 | 4076.75 | 3899.5
HOCHIKI | ADDRESSABLE | HA MODULES | DCP-CZM | CONVENTIONAL ZONE INPUT MODULE |  | 4338 | - | 6507 | 5639.4 | 5639.4 | 5205.6 | 4988.7 | 4771.8
HOCHIKI | ADDRESSABLE | HA MODULES | DCP-DIMM | DUAL INPUT MONITOR MODULE |  | 4815 | - | 7222.5 | 6259.5 | 6259.5 | 5778 | 5537.25 | 5296.5
HOCHIKI | ADDRESSABLE | HA MODULES | DCP-R2ML | DUAL RELAY MODULE 4", 2 AMPS @ 24VDC or 1 AMP @ 120VAC |  | 4920 | - | 7380 | 6396 | 6396 | 5904 | 5658 | 5412
HOCHIKI | ADDRESSABLE | HA MODULES | DCP-R2ML-I | DUAL RELAY MODULE 4", 2 AMPS @24VDC or 1 AMP @ 120VAC, w/ISOLATOR |  | 5132 | - | 7698 | 6671.6 | 6671.6 | 6158.4 | 5901.8 | 5645.2
HOCHIKI | ADDRESSABLE | HA MODULES | DCP-R2MH | DUAL RELAY MODULE 4", 8 AMPS @ 24VDC or 2 AMPS @ 120VAC |  | 7936 | - | 11904 | 10316.8 | 10316.8 | 9523.2 | 9126.4 | 8729.6
HOCHIKI | ADDRESSABLE | HA MODULES | DCP-R2MH-I | DUAL RELAY MODULE 4", 8 AMPS @ 24VDC or 2 AMPS @ 120VAC, w/ISOLATOR |  | 8714 | - | 13071 | 11328.2 | 11328.2 | 10456.8 | 10021.1 | 9585.4
HOCHIKI | ADDRESSABLE | HA MODULES | DCP-SOM-A | SUPERVISED OUTPUT MODULE 4" CLASS "A" |  | 5563 | - | 8344.5 | 7231.9 | 7231.9 | 6675.6 | 6397.45 | 6119.3
HOCHIKI | ADDRESSABLE | HA MODULES | DCP-SOM-AI | SUPERVISED OUTPUT MODULE 4" CLASS "A" ISOLATOR |  | 5780 | - | 8670 | 7514 | 7514 | 6936 | 6647 | 6358
HOCHIKI | ADDRESSABLE | HA MODULES | DCP-SOM-R | SUPERVISED OUTPUT MODULE PREACTION RELEASING MODULE |  | 7079 | - | 10618.5 | 9202.7 | 9202.7 | 8494.8 | 8140.85 | 7786.9
HOCHIKI | ADDRESSABLE | HA MODULES | DCP-SCI | SHORT CIRCUIT ISOLATOR |  | 3280 | - | 4920 | 4264 | 4264 | 3936 | 3772 | 3608
HOCHIKI |  |  | ALO-V | SMOKE DETECTOR |  | 3758.5 | - | 5637.75 | 4886.05 | 4886.05 | 4510.2 | 4322.275 | 4134.35
HOCHIKI |  |  | TCH-B200 | PROGRAMMER (HAND HELD) |  | 9321.82 | - | 13982.73 | 12118.366 | 12118.366 | 11186.184 | 10720.093 | 10254.002
HORING-LIH | CONVENTIONAL | FIRE ALARM SYSTEM 24VC | AH: 00212 - 2z | 2-ZONES FIRE ALARM CONTROL PANEL W/ BACK-UP BATTERY | Made in Taiwan | 15750 | - | 23625 | 20475 | 20475 | 18900 | 18112.5 | 17325
HORING-LIH | CONVENTIONAL | FIRE ALARM SYSTEM 24VC | AH: 00212 - 4z | 4-ZONES FIRE ALARM CONTROL PANEL W/ BACK-UP BATTERY | Made in Taiwan | 17750 | - | 26625 | 23075 | 23075 | 21300 | 20412.5 | 19525
HORING-LIH | CONVENTIONAL | FIRE ALARM SYSTEM 24VC | AH: 00212 - 6z | 6-ZONES FIRE ALARM CONTROL PANEL W/ BACK-UP BATTERY | Made in Taiwan | 19350 | - | 29025 | 25155 | 25155 | 23220 | 22252.5 | 21285
HORING-LIH | CONVENTIONAL | FIRE ALARM SYSTEM 24VC | AH: 00212 - 8z | 8-ZONES FIRE ALARM CONTROL PANEL W/ BACK-UP BATTERY | Made in Taiwan | 20000 | - | 30000 | 26000 | 26000 | 24000 | 23000 | 22000
HORING-LIH | CONVENTIONAL | FIRE ALARM SYSTEM 24VC | AH: 00212 - 10z | 10-ZONES FIRE ALARM CONTROL PANEL W/ BACK-UP BATTERY | Made in Taiwan | 21250 | - | 31875 | 27625 | 27625 | 25500 | 24437.5 | 23375
HORING-LIH | CONVENTIONAL | AHC-871 FIRE ALARM CONTROL PANEL | AHC-871 - 15z | 15-ZONES FIRE ALARM CONTROL PANEL W/ BACK-UP BATTERY | Made in Taiwan | 31750 | - | 47625 | 41275 | 41275 | 38100 | 36512.5 | 34925
HORING-LIH | CONVENTIONAL | AHC-871 FIRE ALARM CONTROL PANEL | AHC-871 - 20z | 20-ZONES FIRE ALARM CONTROL PANEL W/ BACK-UP BATTERY | Made in Taiwan | 35500 | - | 53250 | 46150 | 46150 | 42600 | 40825 | 39050
HORING-LIH | CONVENTIONAL | AHC-871 FIRE ALARM CONTROL PANEL | AHC-871 - 25z | 25-ZONES FIRE ALARM CONTROL PANEL W/ BACK-UP BATTERY | Made in Taiwan | 41000 | - | 61500 | 53300 | 53300 | 49200 | 47150 | 45100
HORING-LIH | CONVENTIONAL | AHC-871 FIRE ALARM CONTROL PANEL | AHC-871 - 30z | 30-ZONES FIRE ALARM CONTROL PANEL W/ BACK-UP BATTERY | Made in Taiwan | 42750 | - | 64125 | 55575 | 55575 | 51300 | 49162.5 | 47025
HORING-LIH | CONVENTIONAL | AHC-871 FIRE ALARM CONTROL PANEL | AHC-871 - 35z | 35-ZONES FIRE ALARM CONTROL PANEL W/ BACK-UP BATTERY | Made in Taiwan | 50500 | - | 75750 | 65650 | 65650 | 60600 | 58075 | 55550
HORING-LIH | CONVENTIONAL | AHC-871 FIRE ALARM CONTROL PANEL | AHC-871 - 40z | 40-ZONES FIRE ALARM CONTROL PANEL W/ BACK-UP BATTERY | Made in Taiwan | 53000 | - | 79500 | 68900 | 68900 | 63600 | 60950 | 58300
HORING-LIH |  | ACCESSORIES OF FACP | EDB01 | REFLECTIVE BEAM DETECTOR |  | 25300 | - | 37950 | 32890 | 32890 | 30360 | 29095 | 27830
HORING-LIH | CONVENTIONAL | ACCESSORIES OF FACP | AH-9717 | Manual Call Point w/base ( Reset Type ) | 220 VAC and 24 VDC; Fire-Proof Plastic Case; w/ Phone Jack and Reset Botton | 675 | - | 1012.5 | 877.5 | 877.5 | 810 | 776.25 | 742.5
HORING-LIH | CONVENTIONAL | ACCESSORIES OF FACP | AH-0217 WITH COVER | 220 VAC and 24 VDC; Fire-Proof Plastic Case; w/ Phone Jack and Reset Botton (Horing Lih) |  | 675 | - | 1012.5 | 877.5 | 877.5 | 810 | 776.25 | 742.5
HORING-LIH | CONVENTIONAL | ACCESSORIES OF FACP | QA-31 | Single Station Smoke Detector 9 VDC | Photoelectric Type; 85db/3m Sound Output; Comply to UL217/EN54/CNS/CE; Fire-Proof Casing | 875 | - | 1312.5 | 1137.5 | 1137.5 | 1050 | 1006.25 | 962.5
HORING-LIH | CONVENTIONAL | ACCESSORIES OF FACP | AHS-871 | Photoelectric Smoke Detector 24 VDC UL Approved | UL Listed, Comply to EN54-7/CE, Fire-Proof Casing, 24 VDC | 975 | - | 1462.5 | 1267.5 | 1267.5 | 1170 | 1121.25 | 1072.5
HORING-LIH | CONVENTIONAL | ACCESSORIES OF FACP | AH-8321 | Photoelectric Smoke Detector 24 VDC CE Approved | CE Approved, Fire-Proof casing, 24VDC | 750 | - | 1125 | 975 | 975 | 900 | 862.5 | 825
HORING-LIH | CONVENTIONAL | ACCESSORIES OF FACP | 8011 | Photoelectric Smoke Detector 24 VDC CE Approved | CE Approved, Fire-Proof casing, 24VDC | 750 | - | 1125 | 975 | 975 | 900 | 862.5 | 825
HORING-LIH | CONVENTIONAL | ACCESSORIES OF FACP | AHR-871 | Rate of Rise Detector, CE Approved | CE Approved, Fire-Proof casing, 24VDC | 500 | - | 750 | 650 | 650 | 600 | 575 | 550
HORING-LIH | CONVENTIONAL | ACCESSORIES OF FACP | AH-9315 | Combination Smoke and Heat Detector CE Approved | CE Approved, Fire-Proof casing, 24VDC | 1300 | - | 1950 | 1690 | 1690 | 1560 | 1495 | 1430
HORING-LIH | CONVENTIONAL | ACCESSORIES OF FACP | AH-03127-BS | Electronic Sounder with Beacon | CE Approved, 114dB (max), 12~24VDC | 1400 | - | 2100 | 1820 | 1820 | 1680 | 1610 | 1540
HORING-LIH | CONVENTIONAL | ACCESSORIES OF FACP | AH-0218 | 6" f Fire Alarm Bell 24 VDC | >93dbA@1M Sound Output, 24 VDC Motorized Bell | 900 | - | 1350 | 1170 | 1170 | 1080 | 1035 | 990
HORING-LIH | ADDRESSABLE | FIRE ALARM CONTROL PANEL QA-16 | QA-16 - 1L | 1 LOOP (250 DEVICES) |  | 70000 | - | 105000 | 91000 | 91000 | 84000 | 80500 | 77000
HORING-LIH | ADDRESSABLE | FIRE ALARM CONTROL PANEL QA-17 | QA-16 - 2L | 2 LOOP (500 DEVICES) |  | 71000 | - | 106500 | 92300 | 92300 | 85200 | 81650 | 78100
HORING-LIH | ADDRESSABLE | FIRE ALARM CONTROL PANEL QA-18 | QA-16 - 3L | 3 LOOP (750 DEVICES) |  | 82000 | - | 123000 | 106600 | 106600 | 98400 | 94300 | 90200
HORING-LIH | ADDRESSABLE | FIRE ALARM CONTROL PANEL QA-19 | QA-16 - 4L | 4 LOOP (1000 DEVICES) |  | 95000 | - | 142500 | 123500 | 123500 | 114000 | 109250 | 104500
HORING-LIH | ADDRESSABLE | ACCESSORIES OF FACP |  | PRINTER FOR ADDRESSABLE |  | 38000 | - | 57000 | 49400 | 49400 | 45600 | 43700 | 41800
HORING-LIH | ADDRESSABLE | ACCESSORIES OF FACP | QA-01 | ADDRESSABLE PHOTOELECTRIC SMOKE DETECTOR |  | 1950 | - | 2925 | 2535 | 2535 | 2340 | 2242.5 | 2145
HORING-LIH | ADDRESSABLE | ACCESSORIES OF FACP | QA-05 | ADDRESSABLE COMBINATION SMOKE & HEAT DETECTOR W/ BASE |  | 2250 | - | 3375 | 2925 | 2925 | 2700 | 2587.5 | 2475
HORING-LIH | ADDRESSABLE | ACCESSORIES OF FACP | QA-06 | ADDRESSABLE HEAT DETECTOR W/ BASE |  | 1850 | - | 2775 | 2405 | 2405 | 2220 | 2127.5 | 2035
HORING-LIH | ADDRESSABLE | ACCESSORIES OF FACP | QA-17B | ADDRESSABLE CONTROL MODULE W/BASE |  | 2200 | - | 3300 | 2860 | 2860 | 2640 | 2530 | 2420
HORING-LIH | ADDRESSABLE | ACCESSORIES OF FACP | QA-17A | ADDRESSABLE OUTPUT MODULE |  | 750 | - | 1125 | 975 | 975 | 900 | 862.5 | 825
HORING-LIH | ADDRESSABLE | ACCESSORIES OF FACP | QA-17K | ADDRESSABLE MONITORING MODULE |  | 1250 | - | 1875 | 1625 | 1625 | 1500 | 1437.5 | 1375
HORING-LIH | ADDRESSABLE | ACCESSORIES OF FACP | QA-17H | ADDRESSABLE ISOLATOR MODULE |  | 1250 | - | 1875 | 1625 | 1625 | 1500 | 1437.5 | 1375
HORING-LIH | ADDRESSABLE | ACCESSORIES OF FACP | QA-19 | ADDRESSABLE MANUAL CALL POINT W/ BASE |  | 2050 | - | 3075 | 2665 | 2665 | 2460 | 2357.5 | 2255
ESSER | ADDRESSABLE |  | IQ8QUAD | Addressable Smoke Detector with Isolator |  | 4914 | - | 7371 | 6388.2 | 6388.2 | 5896.8 | 5651.1 | 5405.4
ESSER | ADDRESSABLE | FIXED HEAT DETECTOR, | 802171 |  |  |  | - | 0 | 0 | 0 | 0 | 0 | 0
ESSER |  | FIXED HEAT DETECTOR IQ8QUAD FM | 802171.IN |  |  |  | - | 0 | 0 | 0 | 0 | 0 | 0
ESSER |  | FIXED HEAT DETECTOR (CLASS B), | 802177 |  |  |  | - | 0 | 0 | 0 | 0 | 0 | 0
ESSER |  | FIXED HEAT DETECTOR IQ8QUAD FM | 802177.IN |  |  |  | - | 0 | 0 | 0 | 0 | 0 | 0
ESSER | ADDRESSABLE | OPTICAL SMOKE DETECTOR, | 802371 | Addressable Smoke Detector |  | 5481 | - | 8221.5 | 7125.3 | 7125.3 | 6577.2 | 6303.15 | 6029.1
ESSER |  | OPTICAL SMOKE DETECTOR IQ8QUAD FM, | 802371.IN |  |  |  | - | 0 | 0 | 0 | 0 | 0 | 0
ESSER | ADDRESSABLE | RATE-OF-RISE HEAT DETECTOR, | 802271 | Addressable Heat Detector |  | 4368 | - | 6552 | 5678.4 | 5678.4 | 5241.6 | 5023.2 | 4804.8
ESSER |  | RATE-OF-RISE HEAT DETECTOR | 802271.IN |  |  |  | - | 0 | 0 | 0 | 0 | 0 | 0
ESSER |  | OTBLUE MULTISENSOR DETECTOR, | 802375 |  |  |  | - | 0 | 0 | 0 | 0 | 0 | 0
ESSER |  | OTBLUE MULTISENSOR DETECTOR, | 802375.IN |  |  |  | - | 0 | 0 | 0 | 0 | 0 | 0
ESSER |  | OTBLUE-LKM MULTISENSOR DETECTOR IQ8QUAD | 802379 |  |  |  | - | 0 | 0 | 0 | 0 | 0 | 0
ESSER |  | RATE-OF-RISE HEAT DET. EX (I), | 803271.EX |  |  |  | - | 0 | 0 | 0 | 0 | 0 | 0
ESSER |  | OT MULTISENSOR DETECTOR | 802373 |  |  |  | - | 0 | 0 | 0 | 0 | 0 | 0
ESSER |  | O²T MULTISENSOR DETECTOR, | 802374 |  |  |  | - | 0 | 0 | 0 | 0 | 0 | 0
ESSER |  | O²T MULTISENSOR DETECTOR | 802374.IN |  |  |  | - | 0 | 0 | 0 | 0 | 0 | 0
ESSER |  | O/SO OPTICAL SMOKE DETECTOR, | 802382 |  |  |  | - | 0 | 0 | 0 | 0 | 0 | 0
ESSER |  | O²T/F MULTISENSOR DETECTOR, | 802383 |  |  |  | - | 0 | 0 | 0 | 0 | 0 | 0
ESSER |  | O²T/SO MULTISENSOR DETECTOR, | 802384 |  |  |  | - | 0 | 0 | 0 | 0 | 0 | 0
ESSER |  | O²T/FSP MULTISENSOR DETECTOR, | 802385 |  |  |  | - | 0 | 0 | 0 | 0 | 0 | 0
ESSER |  | O²T/SP MULTISENSOR DETECTOR, | 802386 |  |  |  | - | 0 | 0 | 0 | 0 | 0 | 0
ESSER |  | OTG MULTISENSOR DETECTOR (CO), | 802473 |  |  |  | - | 0 | 0 | 0 | 0 | 0 | 0
ESSER |  | OTG MULTISENSOR DETECTOR (CO) | 802473.IN |  |  |  | - | 0 | 0 | 0 | 0 | 0 | 0
ESSER |  | FIXED HEAT DETECTOR T-30°C, | 803171 |  |  |  | - | 0 | 0 | 0 | 0 | 0 | 0
ESSER |  | OPTICAL SMOKE DETECTOR, | 803371 |  |  |  | - | 0 | 0 | 0 | 0 | 0 | 0
ESSER |  | OPTICAL SMOKE DETECTOR EX (I), | 803371.EX |  |  |  | - | 0 | 0 | 0 | 0 | 0 | 0
ESSER |  | OPTICAL SMOKE DETECTOR EX (I) | 803371.EX.IN |  |  |  | - | 0 | 0 | 0 | 0 | 0 | 0
ESSER |  | O²T MULTISENSOR DETECTOR EX (I), | 803374.EX |  |  |  | - | 0 | 0 | 0 | 0 | 0 | 0
ESSER |  | O²T MULTISENSOR DETECTOR EX (I) | 803374.EX.IN |  |  |  | - | 0 | 0 | 0 | 0 | 0 | 0
ESSER |  | IR FLAME DETECTOR (EX) X9800 | 761347 |  |  |  | - | 0 | 0 | 0 | 0 | 0 | 0
ESSER |  | FIXED HEAT DETECTOR | 800171 |  |  |  | - | 0 | 0 | 0 | 0 | 0 | 0
ESSER |  | RATE-OF-RISE HEAT DETECTOR | 800271 |  |  |  | - | 0 | 0 | 0 | 0 | 0 | 0
ESSER |  | OPTICAL SMOKE DETECTOR | 800371 |  |  |  | - | 0 | 0 | 0 | 0 | 0 | 0
ESSER |  | O²T MULTISENSOR DETECTOR | 800374 |  |  |  | - | 0 | 0 | 0 | 0 | 0 | 0
ESSER |  | FIRERAY 100 RV WITH 4 PRISMS | 761316 |  |  |  | - | 0 | 0 | 0 | 0 | 0 | 0
ESSER |  | LINEAR SMOKE DETECTOR LRMX 7-70M | 761400.1 |  |  |  | - | 0 | 0 | 0 | 0 | 0 | 0
ESSER |  | REFLECTOR SET FOR LRMX | 761401.1 |  |  |  | - | 0 | 0 | 0 | 0 | 0 | 0
ESSER | ADDRESSABLE | ADDRESSABLE MCP, IP 66, | 761694 |  |  |  | - | 0 | 0 | 0 | 0 | 0 | 0
ESSER |  | REPLACEMENT FILTER FOR UG7 | 781464 |  |  |  | - | 0 | 0 | 0 | 0 | 0 | 0
ESSER |  | MOUNTING KIT FOR DUCTS | 781469 |  |  |  | - | 0 | 0 | 0 | 0 | 0 | 0
ESSER |  | PROTECTIVE COVER FOR MCPS, GB | 781694 |  |  |  | - | 0 | 0 | 0 | 0 | 0 | 0
ESSER |  | SURFACE SPACER FOR PROTECTIVE | 781698 |  |  |  | - | 0 | 0 | 0 | 0 | 0 | 0
ESSER |  | IP 55 KIT FOR PROTECTIVE COVER | 781699 |  |  |  | - | 0 | 0 | 0 | 0 | 0 | 0
ESSER |  | OTBLUE MULTISENSOR DETECTOR | 800375 |  |  |  | - | 0 | 0 | 0 | 0 | 0 | 0
ESSER |  | REMOTE INDICATOR ESSERBUS-PLUS, | 801824 |  |  |  | - | 0 | 0 | 0 | 0 | 0 | 0
ESSER |  | EXPLOSION-PROOF CONV. MCP, | 761697 | 229515 |  | 1008 | - | 1512 | 1310.4 | 1310.4 | 1209.6 | 1159.2 | 1108.8
ESSER |  | EX BARRIER INTRINSIC SAFE DET., | 764744 | 77220 |  | 161280 | - | 241920 | 209664 | 209664 | 193536 | 185472 | 177408
ESSER |  | IQ8TAL WITH ISOLATOR, | 804868 | 16087.5 |  | 54495 | - | 81742.5 | 70843.5 | 70843.5 | 65394 | 62669.25 | 59944.5
ESSER |  | IQ8MCP ELECTRONIC MODULE,85319000 | 804905 | 9652.5 |  | 11340 | - | 17010 | 14742 | 14742 | 13608 | 13041 | 12474
ESSER |  | STD. MCP COMPACT, IP 66/67 | 804960 | 24310 |  | 6615 | - | 9922.5 | 8599.5 | 8599.5 | 7938 | 7607.25 | 7276.5
ESSER |  | IQ8MCP COMPACT, SMALL, IP66/67 | 804961 | 57915 |  | 17325 | - | 25987.5 | 22522.5 | 22522.5 | 20790 | 19923.75 | 19057.5
ESSER |  | IQ8MCP COMPACT, SMALL, | 804971 | 10367.5 |  | 41580 | - | 62370 | 54054 | 54054 | 49896 | 47817 | 45738
ESSER |  | IQ8MCP COMPACT FM, SMALL, RED, | 804973.IN | 18947.5 |  | 7150.5 | - | 10725.75 | 9295.65 | 9295.65 | 8580.6 | 8223.075 | 7865.55
ESSER |  | ESSERBUS TRANSPONDER IQ8FCT XS | 808606 | 13227.5 |  | 13986 | - | 20979 | 18181.8 | 18181.8 | 16783.2 | 16083.9 | 15384.6
ESSER |  | ESSERBUS ALARM TRANSPONDER | 808623 | 23952.5 |  | 9450 | - | 14175 | 12285 | 12285 | 11340 | 10867.5 | 10395
ESSER |  | ISOLATION AND ASSEMBLY BLOCK | 764745 | 4218.5 |  | 16695 | - | 25042.5 | 21703.5 | 21703.5 | 20034 | 19199.25 | 18364.5
ESSER |  | HOUSING FOR EX BARRIER | 764752 | 160875 |  | 3213 | - | 4819.5 | 4176.9 | 4176.9 | 3855.6 | 3694.95 | 3534.3
ESSER |  | CABLE GLAND FOR HOUSING 764752 | 764754 | 2809.95 |  | 121905 | - | 182857.5 | 158476.5 | 158476.5 | 146286 | 140190.75 | 134095.5
ESSER |  | CONVERTER RS232/RS485 | 764852 | 100100 |  | 2079 | - | 3118.5 | 2702.7 | 2702.7 | 2494.8 | 2390.85 | 2286.9
ESSER |  | COMBINED ALARM DEVICE, | 766240.1 | 55412.5 |  | 76167 | - | 114250.5 | 99017.1 | 99017.1 | 91400.4 | 87592.05 | 83783.7
ESSER |  | TELESCOPIC ROD | 769813 | 32890 |  | 42084 | - | 63126 | 54709.2 | 54709.2 | 50500.8 | 48396.6 | 46292.4
ESSER |  | ALARM AND MONITORING MODULE | 804870 | 3235.38 |  | 24948 | - | 37422 | 32432.4 | 32432.4 | 29937.6 | 28690.2 | 27442.8
ESSER | CONVENTIONAL | CONVENTIONAL MCP ELECTRONIC | 804900 | 5863 |  | 2457 | - | 3685.5 | 3194.1 | 3194.1 | 2948.4 | 2825.55 | 2702.7
ESSER | CONVENTIONAL | CONVENTIONAL MCP ELECTRONIC | 804901 | 7793.5 |  | 4284 | - | 6426 | 5569.2 | 5569.2 | 5140.8 | 4926.6 | 4712.4
ESSER | CONVENTIONAL | CONVENTIONAL MCP ELECTRONIC | 804902 | 7865 |  | 5859 | - | 8788.5 | 7616.7 | 7616.7 | 7030.8 | 6737.85 | 6444.9
ESSER |  | IQ8MCP ELECTRONIC MODULE, | 804906 | 13942.5 |  | 5985 | - | 8977.5 | 7780.5 | 7780.5 | 7182 | 6882.75 | 6583.5
ESSER |  | STD. MCP EX IP55, RED | 804920.EX | 55055 |  | 9702 | - | 14553 | 12612.6 | 12612.6 | 11642.4 | 11157.3 | 10672.2
ESSER | CONVENTIONAL | CONVENTIONAL MCP ELECTRONIC | 804950 | 7829.25 |  | 42021 | - | 63031.5 | 54627.3 | 54627.3 | 50425.2 | 48324.15 | 46223.1
ESSER |  | STD. MCP COMPACT EX IP66/67 | 804960.EX | 51122.5 |  | 5670 | - | 8505 | 7371 | 7371 | 6804 | 6520.5 | 6237
ESSER |  | IQ8 MCP COMPACT EX IP66/67 | 804961.EX | 68997.5 |  | 38682 | - | 58023 | 50286.6 | 50286.6 | 46418.4 | 44484.3 | 42550.2
ESSER | CONVENTIONAL | CONVENTIONAL MCP COMPACT, | 804970 | 8580 |  | 52227 | - | 78340.5 | 67895.1 | 67895.1 | 62672.4 | 60061.05 | 57449.7
ESSER |  | IQ8MCP COMPACT, SMALL, | 804973 | 17875 |  | 6426 | - | 9639 | 8353.8 | 8353.8 | 7711.2 | 7389.9 | 7068.6
ESSER |  | MULTI-STIMULUS DETECTOR TESTER TF 1001 | 805550 | 717145 |  | 13419 | - | 20128.5 | 17444.7 | 17444.7 | 16102.8 | 15431.85 | 14760.9
ESSER |  | ESSERBUS TRANSPONDER FCT SET, | 808600.24 | 46475 |  | 544824 | - | 817236 | 708271.2 | 708271.2 | 653788.8 | 626547.6 | 599306.4
ESSER |  | ESSERBUS TRANSPONDER 12 RELAYS | 808610.1 | 87230 |  | 32949 | - | 49423.5 | 42833.7 | 42833.7 | 39538.8 | 37891.35 | 36243.9
ESSER |  | ESSERBUS TRANSPONDER 32 LED | 808611.1 | 79722.5 |  | 66150 | - | 99225 | 85995 | 85995 | 79380 | 76072.5 | 72765
ESSER |  | ESSERBUS TRANSPONDER, | 808613.1 | 24310 |  | 60606 | - | 90909 | 78787.8 | 78787.8 | 72727.2 | 69696.9 | 66666.6
ESSER |  | ESSERBUS TRANSPONDER IQ8FCT LP | 808621 | 26812.5 |  | 18522 | - | 27783 | 24078.6 | 24078.6 | 22226.4 | 21300.3 | 20374.2
ESSER |  | ESSERBUS TRANSPONDER FOR UNIVARIO | 808623.1 | 36107.5 |  | 20412 | - | 30618 | 26535.6 | 26535.6 | 24494.4 | 23473.8 | 22453.2
ESSER |  | ESSERBUS TRANSPONDER SD | 808623.4 | 35750 |  | 25263 | - | 37894.5 | 32841.9 | 32841.9 | 30315.6 | 29052.45 | 27789.3
ESSER |  | EOL-O TERMINATING DEVICE | 808624 | 4826.25 |  | 27153 | - | 40729.5 | 35298.9 | 35298.9 | 32583.6 | 31225.95 | 29868.3
ESSER |  | EOL-I TERMINATING DEVICE | 808626 | 1909.05 |  | 3654 | - | 5481 | 4750.2 | 4750.2 | 4384.8 | 4202.1 | 4019.4
ESSER |  | ESSERBUS TRANSPONDER RZT, | 808630.1 | 38967.5 |  | 1449 | - | 2173.5 | 1883.7 | 1883.7 | 1738.8 | 1666.35 | 1593.9
ESSER |  | REFURBISHMENT ZONE TRANSPONDER | 808631.1 | 46117.5 |  | 29547 | - | 44320.5 | 38411.1 | 38411.1 | 35456.4 | 33979.05 | 32501.7
ESSER |  | FACP ES LINE FOR 8 ZONES, EN | 809041.02 | 196625 |  | 34398 | - | 51597 | 44717.4 | 44717.4 | 41277.6 | 39557.7 | 37837.8
ESSER |  | FACP COMPACT FOR 1 LOOP, EN | 809051.02 | 315315 |  | 149184 | - | 223776 | 193939.2 | 193939.2 | 179020.8 | 171561.6 | 164102.4
ESSER |  | SWITCHED-MODE POWER SUPPLY W. | BME2Z002 | 26455 |  | 223776 | - | 335664 | 290908.8 | 290908.8 | 268531.2 | 257342.4 | 246153.6
ESSER |  | 5 X IP65 DEEP BASE-RED | CWR | 6613.75 |  | 20223 | - | 30334.5 | 26289.9 | 26289.9 | 24267.6 | 23256.45 | 22245.3
ESSER |  | EN SOUNDER-RED | CWSO-RR-S1 | 8580 |  | 4851 | - | 7276.5 | 6306.3 | 6306.3 | 5821.2 | 5578.65 | 5336.1
ESSER |  | O SBEACON-RED-RED LED | CWSS-RR-S3 | 21450 |  | 6615 | - | 9922.5 | 8599.5 | 8599.5 | 7938 | 7607.25 | 7276.5
ESSER |  | BATTERY EXTENSION HOUSING FOR | FX808313 | 77577.5 |  | 15624 | - | 23436 | 20311.2 | 20311.2 | 18748.8 | 17967.6 | 17186.4
ESSER |  | BATTERY EXTENSION HOUSING FOR | FX808314 | 66495 |  | 750267 | - | 1125400.5 | 975347.1 | 975347.1 | 900320.4 | 862807.05 | 825293.7
ESSER |  | STANDARD DETECTOR BASE IQ8QUAD FM | 805590.IN |  |  |  | - | 0 | 0 | 0 | 0 | 0 | 0
ESSER |  | DETECTOR BASE WITH RELAY | 805591 | Standard Detector Base with Continuity Strip |  | 819 | - | 1228.5 | 1064.7 | 1064.7 | 982.8 | 941.85 | 900.9
ESSER |  | DETECTOR BASE W. RELAY CONTACT | 805591.IN |  |  |  | - | 0 | 0 | 0 | 0 | 0 | 0
ESSER |  | IP 43 MOISTURE-PROOF SM BASE | 805572.5 |  |  |  | - | 0 | 0 | 0 | 0 | 0 | 0
ESSER | CONVENTIONAL | DUMMY COVER FOR 19" RACK, 5 HU | 744028 | 3878.88 |  | 2715.3 | - | 4072.95 | 3529.89 | 3529.89 | 3258.36 | 3122.595 | 2986.83
ESSER |  | DUMMY COVER FOR 19" RACK, 2 HU | 744030 | 2566.85 |  | 1798.65 | - | 2697.975 | 2338.245 | 2338.245 | 2158.38 | 2068.4475 | 1978.515
ESSER |  | EXTENSION MODULE WITH 3 ADD. | 772476 | 27527.5 |  | 19215 | - | 28822.5 | 24979.5 | 24979.5 | 23058 | 22097.25 | 21136.5
ESSER |  | PERIPHERAL MODULE WITH 1 ADD. | 772477 | 31460 |  | 22050 | - | 33075 | 28665 | 28665 | 26460 | 25357.5 | 24255
ESSER |  | EXTENSION MODULE WITH 1 ADD. | 772478 | 16087.5 |  | 11655 | - | 17482.5 | 15151.5 | 15151.5 | 13986 | 13403.25 | 12820.5
ESSER |  | BASIC MODULE IQ8CONTROL C, | 782481 | 195195 |  | 136080 | - | 204120 | 176904 | 176904 | 163296 | 156492 | 149688
ESSER |  | BASIC MODULE IQ8CONTROL M, | 782482 | 191620 |  | 145404 | - | 218106 | 189025.2 | 189025.2 | 174484.8 | 167214.6 | 159944.4
ESSER |  | ANALOG LOOP MODULE (8 BIT) | 784382.D0 | 21450 |  | 14490 | - | 21735 | 18837 | 18837 | 17388 | 16663.5 | 15939
ESSER |  | SERIAL ESSERNET INTERFACE EDP, | 784856 | 141570 |  | 98910 | - | 148365 | 128583 | 128583 | 118692 | 113746.5 | 108801
ESSER |  | OPERATING FRONT, GB, | 786002 | 88660 |  | 42315 | - | 63472.5 | 55009.5 | 55009.5 | 50778 | 48662.25 | 46546.5
ESSER |  | FILLER PANEL FRONT, NEUTRAL, | 786100 | 3685.83 |  | 2639.7 | - | 3959.55 | 3431.61 | 3431.61 | 3167.64 | 3035.655 | 2903.67
ESSER |  | OPERATING FRONT W. SZI 64, GB, | 786102 | 98670 |  | 69300 | - | 103950 | 90090 | 90090 | 83160 | 79695 | 76230
ESSER |  | OPERATING FRONT W. SZI 64, SG, | 786126 | 97955 |  | 68355 | - | 102532.5 | 88861.5 | 88861.5 | 82026 | 78608.25 | 75190.5
ESSER |  | ANALOG LOOP MODULE POWERED | 804382.D0 | 20377.5 |  | 14175 | - | 21262.5 | 18427.5 | 18427.5 | 17010 | 16301.25 | 15592.5
ESSER |  | FACP IQ8CONTROL C, | 808003 | 260975 |  | 198450 | - | 297675 | 257985 | 257985 | 238140 | 228217.5 | 218295
ESSER |  | FACP IQ8CONTROL M, | 808004 | 286715 |  | 200340 | - | 300510 | 260442 | 260442 | 240408 | 230391 | 220374
ESSER |  | EXTENSION MODULE CARRIER 1 | FX808322 | 26455 |  | 18270 | - | 27405 | 23751 | 23751 | 21924 | 21010.5 | 20097
ESSER |  | EXTENSION MODULE CARRIER 2 | FX808323 | 28242.5 |  | 20727 | - | 31090.5 | 26945.1 | 26945.1 | 24872.4 | 23836.05 | 22799.7
ESSER |  | DISPLAY AND OPERATING UNIT W. | FX808324 | 331760 |  | 225540 | - | 338310 | 293202 | 293202 | 270648 | 259371 | 248094
ESSER |  | DISPLAY AND OPERATING UNIT FOR | FX808324.19 | 463320 |  | 324450 | - | 486675 | 421785 | 421785 | 389340 | 373117.5 | 356895
ESSER |  | DISPLAY AND OPERATING UNIT FOR | FX808324.19. | 415415 |  | 290430 | - | 435645 | 377559 | 377559 | 348516 | 333994.5 | 319473
ESSER |  | DISPLAY AND OPERATING UNIT FM | IFNX808324.IN | 331045 |  | 243432 | - | 365148 | 316461.6 | 316461.6 | 292118.4 | 279946.8 | 267775.2
ESSER |  | POWER SUPPLY MODULE FM | FX808326.IN | 181610 |  | 123480 | - | 185220 | 160524 | 160524 | 148176 | 142002 | 135828
ESSER |  | REDUNDANT CONTROL MODULE FM | FX808328.RE | 553410 |  | 387450 | - | 581175 | 503685 | 503685 | 464940 | 445567.5 | 426195
ESSER |  | 3-WAY PLUG | .FIXN808330 | 7221.5 |  | 5481 | - | 8221.5 | 7125.3 | 7125.3 | 6577.2 | 6303.15 | 6029.1
ESSER |  | LOOP CARD ESSERBUS/ESSERBUS-PL | FX808331 | 30745 |  | 21105 | - | 31657.5 | 27436.5 | 27436.5 | 25326 | 24270.75 | 23215.5
ESSER |  | LOOP CARD ESSERBUS/ESSERBUS-PL | FX808332 | 49692.5 |  | 33705 | - | 50557.5 | 43816.5 | 43816.5 | 40446 | 38760.75 | 37075.5
ESSER |  | NETWORK CARD ESSERNET MODULE, | FX808340 | 59702.5 |  | 43911 | - | 65866.5 | 57084.3 | 57084.3 | 52693.2 | 50497.65 | 48302.1
ESSER |  | NETWORK CARD ESSERNET MODULE, | FX808341 | 53982.5 |  | 36855 | - | 55282.5 | 47911.5 | 47911.5 | 44226 | 42383.25 | 40540.5
ESSER |  | POWER SUPPLY EXTENSION FM 24 V/12 AH | FX808363.IN | 237380 |  | 161280 | - | 241920 | 209664 | 209664 | 193536 | 185472 | 177408
ESSER |  | POWER SUPPLY EXTENSION FM 24 V/24 AH | FX808364.IN | 260975 |  | 183330 | - | 274995 | 238329 | 238329 | 219996 | 210829.5 | 201663
ESSER |  | FACP FLEXES CONTROL FX2/2, | FX808392 | 591305 |  | 433944 | - | 650916 | 564127.2 | 564127.2 | 520732.8 | 499035.6 | 477338.4
ESSER |  | FACP FLEXES CONTROL FX10/10, | FX808394 | 583440 |  | 395010 | - | 592515 | 513513 | 513513 | 474012 | 454261.5 | 434511
ESSER |  | FACP FLEXES CONTROL FX18/5, | FX808395 | 490490 |  | 343350 | - | 515025 | 446355 | 446355 | 412020 | 394852.5 | 377685
ESSER |  | FACP FLEXES CONTROL FX18/18, | FX808397 | 893750 |  | 656271 | - | 984406.5 | 853152.3 | 853152.3 | 787525.2 | 754711.65 | 721898.1
ESSER |  | FACP FLEXES CONTROL FM (18 LOOPS) | FX808397.IN | 619190 |  | 455049 | - | 682573.5 | 591563.7 | 591563.7 | 546058.8 | 523306.35 | 500553.9
ESSER |  | HEAVY WEIGHT DRAWER WITH | FX808430.10 | 366080 |  | 256410 | - | 384615 | 333333 | 333333 | 307692 | 294871.5 | 282051
ESSER |  | HEAVY WEIGHT DRAWER FM WITH | RFX808430.18 | 401115 |  | 280980 | - | 421470 | 365274 | 365274 | 337176 | 323127 | 309078
ESSER |  | HEAVY WEIGHT DRAWER F. POWER | RFX.IN808431 | 388245 |  | 271530 | - | 407295 | 352989 | 352989 | 325836 | 312259.5 | 298683
ESSER |  | HEAVY WEIGHT DRAWER FM W. POWER | FX808431.IN | 347490 |  | 243180 | - | 364770 | 316134 | 316134 | 291816 | 279657 | 267498
ESSER |  | EXPANSION MODULE CARRIER 1 FOR | FX808432 | 36822.5 |  | 25830 | - | 38745 | 33579 | 33579 | 30996 | 29704.5 | 28413
ESSER |  | EXPANSION MODULE CARRIER 2 FOR | FX808433 | 36822.5 |  | 25830 | - | 38745 | 33579 | 33579 | 30996 | 29704.5 | 28413
ESSER |  | MOUNTING RAIL SET FOR | FX808434 | 70427.5 |  | 50400 | - | 75600 | 65520 | 65520 | 60480 | 57960 | 55440
ESSER |  | CONNECTION TERMINAL FOR 4 | FX808435 | 46832.5 |  | 33705 | - | 50557.5 | 43816.5 | 43816.5 | 40446 | 38760.75 | 37075.5
ESSER |  | CONNECTION TERMINAL FOR | FX808436 | 32175 |  | 22680 | - | 34020 | 29484 | 29484 | 27216 | 26082 | 24948
ESSER |  | CONNECTION TERMINAL FOR UBEXT | FX808437 | 26812.5 |  | 19215 | - | 28822.5 | 24979.5 | 24979.5 | 23058 | 22097.25 | 21136.5
ESSER |  | CONNECTION TERMINAL FOR 230 V | FX808438 | 56127.5 |  | 40005 | - | 60007.5 | 52006.5 | 52006.5 | 48006 | 46005.75 | 44005.5
ESSER |  | SERVICE DRAWER, 1 HU | FX808439 | 41112.5 |  | 28665 | - | 42997.5 | 37264.5 | 37264.5 | 34398 | 32964.75 | 31531.5
ESSER |  | DUMMY COVER FOR 19" RACK, 5 HU | FX808440 | 25740 |  | 17955 | - | 26932.5 | 23341.5 | 23341.5 | 21546 | 20648.25 | 19750.5
ESSER |  | CERTIFICATION SET FOR FLEXES | FX808449 | 20377.5 |  | 14175 | - | 21262.5 | 18427.5 | 18427.5 | 17010 | 16301.25 | 15592.5
ESSER |  | CABLE POWER SUPPLY CASCADING 2,5M | FX808455 | 27527.5 |  | 19215 | - | 28822.5 | 24979.5 | 24979.5 | 23058 | 22097.25 | 21136.5
ESSER |  | MOUNTING BRACKET FOR UNIVARIO | 783312 | 13585 |  | 10395 | - | 15592.5 | 13513.5 | 13513.5 | 12474 | 11954.25 | 11434.5
ESSER |  | STANDARD BASE UNIVARIO | 783313 | 51480 |  | 39123 | - | 58684.5 | 50859.9 | 50859.9 | 46947.6 | 44991.45 | 43035.3
ESSER |  | RED. INTERFACE SYS. ADP4000 | 784716 | 100100 |  | 76230 | - | 114345 | 99099 | 99099 | 91476 | 87664.5 | 83853
ESSER |  | ADAPTER ADP-FBF FOR | 784717 | 45045 |  | 34335 | - | 51502.5 | 44635.5 | 44635.5 | 41202 | 39485.25 | 37768.5
ESSER |  | 3-RELAY MODULE | 787531 | 11440 |  | 8631 | - | 12946.5 | 11220.3 | 11220.3 | 10357.2 | 9925.65 | 9494.1
ESSER |  | 3-RELAY COMMON FAULT MODULE | 787532 | 25740 |  | 19467 | - | 29200.5 | 25307.1 | 25307.1 | 23360.4 | 22387.05 | 21413.7
ESSER |  | MCP ELECTRONIC MODULE W. ZONE | 804473.1 | 14657.5 |  | 10143 | - | 15214.5 | 13185.9 | 13185.9 | 12171.6 | 11664.45 | 11157.3
ESSER |  | EX BARRIER INTRINSIC SAFE DET., | 804744 | 135135 |  | 102690 | - | 154035 | 133497 | 133497 | 123228 | 118093.5 | 112959
ESSER |  | LOOP LED REMOTE IND. PANEL | 804791 | 133705 |  | 101556 | - | 152334 | 132022.8 | 132022.8 | 121867.2 | 116789.4 | 111711.6
ESSER |  | IQ8FCT WITH ISOLATOR, | 804867 | 23952.5 |  | 16695 | - | 25042.5 | 21703.5 | 21703.5 | 20034 | 19199.25 | 18364.5
ESSER |  | NEUTRAL FRONT | FX808325 | 10367.5 |  | 7182 | - | 10773 | 9336.6 | 9336.6 | 8618.4 | 8259.3 | 7900.2
ESSER |  | POWER SUPPLY MODULE, | FX808326 | 208780 |  | 158697 | - | 238045.5 | 206306.1 | 206306.1 | 190436.4 | 182501.55 | 174566.7
ESSER |  | CONTROLLER MODULE FOR BUNDLE | FX808328.10 | 321750 |  | 244125 | - | 366187.5 | 317362.5 | 317362.5 | 292950 | 280743.75 | 268537.5
ESSER |  | REDUNDANT CONTROL MODULE | RFX808328.RE | 1404260 |  | 1031373 | - | 1547059.5 | 1340784.9 | 1340784.9 | 1237647.6 | 1186078.95 | 1134510.3
ESSER |  | POWER SUPPLY EXTENSION, | FX808363 | 316745 |  | 240723 | - | 361084.5 | 312939.9 | 312939.9 | 288867.6 | 276831.45 | 264795.3
ESSER |  | POWER SUPPLY EXTENSION, | FX808364 | 361075 |  | 274113 | - | 411169.5 | 356346.9 | 356346.9 | 328935.6 | 315229.95 | 301524.3
ESSER |  | TOUCH SCREEN OPERATING UNIT, | FX808460 | 752895 |  | 546273 | - | 819409.5 | 710154.9 | 710154.9 | 655527.6 | 628213.95 | 600900.3
ESSER |  | GMT4000 ACTIVE REPEATER PANEL | FX808463 | 192335 |  | 139986 | - | 209979 | 181981.8 | 181981.8 | 167983.2 | 160983.9 | 153984.6
ESSER |  | REMOTE INDICATOR, RED, | 781814 | 2155.73 |  | 1638 | - | 2457 | 2129.4 | 2129.4 | 1965.6 | 1883.7 | 1801.8
ESSER |  | GMT4000 ACTIVE REPEATER PANEL | FX808464 | 184470 |  | 124740 | - | 187110 | 162162 | 162162 | 149688 | 143451 | 137214
ESSER |  | UV FLAME DETECTOR UNIVARIO | 782311 | 616330 |  | 467964 | - | 701946 | 608353.2 | 608353.2 | 561556.8 | 538158.6 | 514760.4
ESSER |  | INTERFACE MODULE RS232/24 V | 772386 | 28957.5 |  | 20790 | - | 31185 | 27027 | 27027 | 24948 | 23908.5 | 22869
ESSER |  | INTERFACE MODULE TTY/CL 20 MA | 772387 | 20377.5 |  | 14175 | - | 21262.5 | 18427.5 | 18427.5 | 17010 | 16301.25 | 15592.5
ESSER |  | MULTIMODE FO CONVERTER ST | 784768 | 118690 |  | 83160 | - | 124740 | 108108 | 108108 | 99792 | 95634 | 91476
ESSER |  | SINGLEMODE FO CONVERTER ST | 784769 | 283855 |  | 215523 | - | 323284.5 | 280179.9 | 280179.9 | 258627.6 | 247851.45 | 237075.3
ESSER |  | RS232/TTY SERIAL INTERFACE | 784842 | 36465 |  | 27594 | - | 41391 | 35872.2 | 35872.2 | 33112.8 | 31733.1 | 30353.4
ESSER |  | SEI2 RED. 500 KBAUD | 784853 | 556270 |  | 398160 | - | 597240 | 517608 | 517608 | 477792 | 457884 | 437976
ESSER |  | M4-RS485-ISO INTERFACE MODULE | 784871 | 28242.5 |  | 19845 | - | 29767.5 | 25798.5 | 25798.5 | 23814 | 22821.75 | 21829.5
ESSER |  | SERIAL CONNECTING CABLE FOR | 789864 | 8937.5 |  | 6741 | - | 10111.5 | 8763.3 | 8763.3 | 8089.2 | 7752.15 | 7415.1
ESSER |  | ESSERNET MODULE, 62.5 KBD | 784840.1 | 94380 |  | 72072 | - | 108108 | 93693.6 | 93693.6 | 86486.4 | 82882.8 | 79279.2
ESSER |  | ESSERNET MODULE, 500 KBD | 784841.1 | 83655 |  | 63567 | - | 95350.5 | 82637.1 | 82637.1 | 76280.4 | 73102.05 | 69923.7
ESSER |  | ESSERNET REPEATER, 500 KBD | 784843 | 471900 |  | 358596 | - | 537894 | 466174.8 | 466174.8 | 430315.2 | 412385.4 | 394455.6
ESSER |  | SERIAL ESSERNET INTERFACE 2 | 784850 | 268840 |  | 204246 | - | 306369 | 265519.8 | 265519.8 | 245095.2 | 234882.9 | 224670.6
ESSER |  | M4-RS232-ISO INTERFACE MODULE | 784870 | 35750 |  | 25326 | - | 37989 | 32923.8 | 32923.8 | 30391.2 | 29124.9 | 27858.6
ESSER |  | M4-TTY INTERFACE MODULE | 784872 | 23952.5 |  | 16821 | - | 25231.5 | 21867.3 | 21867.3 | 20185.2 | 19344.15 | 18503.1
ESSER |  | LICENCE - OPC SERVER | 13611 | 1416415 |  | 992250 | - | 1488375 | 1289925 | 1289925 | 1190700 | 1141087.5 | 1091475
ESSER |  | LICENCE OPC - CLIENT | 13612 | 1110395 |  | 778050 | - | 1167075 | 1011465 | 1011465 | 933660 | 894757.5 | 855855
ESSER |  | OPC DATA POINTS, DATA POINT PACKAGE | 13618 | 539110 |  | 378000 | - | 567000 | 491400 | 491400 | 453600 | 434700 | 415800
ESSER |  | LICENCE - WINMAG CLIENT | 13625 | 951665 |  | 681030 | - | 1021545 | 885339 | 885339 | 817236 | 783184.5 | 749133
ESSER |  | WINMAG PLUS LICENCE FOR FIRE ALARM | 13626 | 167310 |  | 681030 | - | 1021545 | 885339 | 885339 | 817236 | 783184.5 | 749133
ESSER |  | BASIS LICENCE - WINMAG 13631 | 13631 | 1408550 |  | 117180 | - | 175770 | 152334 | 152334 | 140616 | 134757 | 128898
ESSER |  | WINMAG LITE UPGRADE TO FULL VERSION | 13636 | 1002430 |  | 985950 | - | 1478925 | 1281735 | 1281735 | 1183140 | 1133842.5 | 1084545
ESSER |  | TCP/IP CONV. ETHERNERT-RS232/485 | 13405.2 | 84370 |  | 702450 | - | 1053675 | 913185 | 913185 | 842940 | 807817.5 | 772695
ESSER |  | UPGRADE WINMAG V6... TO WINMAG PLUS | 13616 | 408980 |  | 59850 | - | 89775 | 77805 | 77805 | 71820 | 68827.5 | 65835
ESSER |  | WINMAG LITE PACKAGE INCL. USB-DONGLE | 13635 | 537680 |  | 292320 | - | 438480 | 380016 | 380016 | 350784 | 336168 | 321552
ESSER |  | IP43 PROTECTION FOR DET. BASE, | 805573 | 5755.75 |  | 2268 | - | 3402 | 2948.4 | 2948.4 | 2721.6 | 2608.2 | 2494.8
ESSER |  | LABEL PLATE FOR DETECTOR BASE, | 805576 | 1018.88 |  | 4032 | - | 6048 | 5241.6 | 5241.6 | 4838.4 | 4636.8 | 4435.2
ESSER |  | STANDARD DETECTOR BASE FOR | 805590 | 1072.5 |  | 730.8 | - | 1096.2 | 950.04 | 950.04 | 876.96 | 840.42 | 803.88
ESSER |  | STANDARD DETECTOR BASE IQ8QUAD FM | 805590.IN | 1458.6 |  | 752.85 | - | 1129.275 | 978.705 | 978.705 | 903.42 | 865.7775 | 828.135
ESSER |  | DETECTOR BASE WITH RELAY | 805591 | 5219.5 |  | 1071 | - | 1606.5 | 1392.3 | 1392.3 | 1285.2 | 1231.65 | 1178.1
ESSER |  | DETECTOR BASE W. RELAY CONTACT | 805591.IN | 5219.5 |  | 3969 | - | 5953.5 | 5159.7 | 5159.7 | 4762.8 | 4564.35 | 4365.9
ESSER |  | IP 43 MOISTURE-PROOF SM BASE | 805572.5 | 1447.88 |  | 3550.05 | - | 5325.075 | 4615.065 | 4615.065 | 4260.06 | 4082.5575 | 3905.055
ESSER |  | MCP HOUSING, LARGE, RED, | 704900 | 1522.95 |  | 107982 | - | 161973 | 140376.6 | 140376.6 | 129578.4 | 124179.3 | 118780.2
ESSER |  | SPARE GLASS PANE F. SMALL MCP, | 704960 | 3353.35 |  | 58905 | - | 88357.5 | 76576.5 | 76576.5 | 70686 | 67740.75 | 64795.5
ESSER |  | PROTECTIVE KIT FOR MCP AND | 704965 | 2738.45 |  | 50337 | - | 75505.5 | 65438.1 | 65438.1 | 60404.4 | 57887.55 | 55370.7
ESSER |  | SM HOUSING FOR SMALL MCP, | 704980 | 890.18 |  | 1064.7 | - | 1597.05 | 1384.11 | 1384.11 | 1277.64 | 1224.405 | 1171.17
ESSER |  | SM HOUSING FOR SMALL MCP, | 704981 | 1522.95 |  | 2356.2 | - | 3534.3 | 3063.06 | 3063.06 | 2827.44 | 2709.63 | 2591.82
ESSER |  | 2 SPARE KEYS (NO. 801) | 769914 | 1072.5 |  | 2079 | - | 3118.5 | 2702.7 | 2702.7 | 2494.8 | 2390.85 | 2286.9
ESSER |  | POWER SUPPLY MODULE (802426) | 782426 | 59702.5 |  | 633.15 | - | 949.725 | 823.095 | 823.095 | 759.78 | 728.1225 | 696.465
ESSER |  | HOUSING SURFACE-MOUNT, GRAY | 788600 | 4576 |  | 1064.7 | - | 1597.05 | 1384.11 | 1384.11 | 1277.64 | 1224.405 | 1171.17
ESSER |  | HOUSING KIT | 788606 | 19662.5 |  | 768.6 | - | 1152.9 | 999.18 | 999.18 | 922.32 | 883.89 | 845.46
ESSER |  | LOOP ISOLATOR FOR TRANSPONDERS | 788612 | 2960.1 |  | 45486 | - | 68229 | 59131.8 | 59131.8 | 54583.2 | 52308.9 | 50034.6
ESSER |  | DETECTOR COVER FOR IQ8QUAD W/O | 805588 | 3353.35 |  | 3465 | - | 5197.5 | 4504.5 | 4504.5 | 4158 | 3984.75 | 3811.5
ESSER |  | EXTERNAL POWER SUPPLY DCU 2403 | 805683 | 144430 |  | 14679 | - | 22018.5 | 19082.7 | 19082.7 | 17614.8 | 16880.85 | 16146.9
ESSER |  | PLASTIC TELESCOPIC EXTENSION | 60426 | 31817.5 |  | 2072.7 | - | 3109.05 | 2694.51 | 2694.51 | 2487.24 | 2383.605 | 2279.97
ESSER |  | PLASTIC TELESCOPIC ROD | 60427 | 152295 |  | 2349.9 | - | 3524.85 | 3054.87 | 3054.87 | 2819.88 | 2702.385 | 2584.89
ESSER |  | SPARE GLASS PANE FOR MCP | 701040 | 5398.25 |  | 101430 | - | 152145 | 131859 | 131859 | 121716 | 116644.5 | 111573
ESSER |  | SPARE GLASS PANE FOR MCP | 704910 | 2931.5 |  | 24129 | - | 36193.5 | 31367.7 | 31367.7 | 28954.8 | 27748.35 | 26541.9
ESSER |  | SM HOUSING FOR SMALL MCP, | 704985 | 2237.95 |  | 115794 | - | 173691 | 150532.2 | 150532.2 | 138952.8 | 133163.1 | 127373.4
ESSER |  | PRINTER PAPER FOR PRINTER | 736235 | 521.95 |  | 4095 | - | 6142.5 | 5323.5 | 5323.5 | 4914 | 4709.25 | 4504.5
ESSER |  | DUMMY COVER F. 19" RACK, 1 HU, | 740066 | 4576 |  | 2079 | - | 3118.5 | 2702.7 | 2702.7 | 2494.8 | 2390.85 | 2286.9
ESSER |  | MODULE HOUSING FOR TOP-HAT | 788603.1 | 4218.5 |  | 1701 | - | 2551.5 | 2211.3 | 2211.3 | 2041.2 | 1956.15 | 1871.1
ESSER |  | BATTERY EXTENSION HOUSING F. | 789300 | 62562.5 |  | 378 | - | 567 | 491.4 | 491.4 | 453.6 | 434.7 | 415.8
ESSER |  | EXTENSION HOUSING FOR | 789303 | 65065 |  | 3465 | - | 5197.5 | 4504.5 | 4504.5 | 4158 | 3984.75 | 3811.5
ESSER |  | STARTER KIT EQUIPMENT PLUS W. | 789860.1 | 140855 |  | 3213 | - | 4819.5 | 4176.9 | 4176.9 | 3855.6 | 3694.95 | 3534.3
ESSER |  | FIELD BUS INTERFACE PLUS | 789862.1 | 260975 |  | 47439 | - | 71158.5 | 61670.7 | 61670.7 | 56926.8 | 54554.85 | 52182.9
ESSER |  | ADAPTER FOR DCU 2403 | 805684.1 | 24310 |  | 49392 | - | 74088 | 64209.6 | 64209.6 | 59270.4 | 56800.8 | 54331.2
ESSER |  | IQ8ALARM IP 56 BASE, RED | 806202 | 3235.38 |  | 98406 | - | 147609 | 127927.8 | 127927.8 | 118087.2 | 113166.9 | 108246.6
ESSER |  | IQ8ALARM PLUS SOUNDER | 807205R | 16087.5 |  | 198450 | - | 297675 | 257985 | 257985 | 238140 | 228217.5 | 218295
ESSER |  | IQ8ALARM PLUS SOUNDER | 807205W | 16087.5 |  | 18585 | - | 27877.5 | 24160.5 | 24160.5 | 22302 | 21372.75 | 20443.5
ESSER |  | IQ8ALARM PLUS VISUAL ALARM DEVICE | 807214RR | 41827.5 |  | 2457 | - | 3685.5 | 3194.1 | 3194.1 | 2948.4 | 2825.55 | 2702.7
ESSER |  | IQ8ALARM PLUS SOUNDER VAD | 807224RR | 27170 |  | 11340 | - | 17010 | 14742 | 14742 | 13608 | 13041 | 12474
ESSER |  | IQ8ALARM PLUS SOUNDER VAD | 807224RW | 28242.5 |  | 11340 | - | 17010 | 14742 | 14742 | 13608 | 13041 | 12474
ESSER |  | IQ8ALARM PLUS VOICE SOUNDER | 807322R | 24310 |  | 29295 | - | 43942.5 | 38083.5 | 38083.5 | 35154 | 33689.25 | 32224.5
ESSER |  | IQ8ALARM PLUS VOICE SOUNDER VAD | 807372RR | 38252.5 |  | 18270 | - | 27405 | 23751 | 23751 | 21924 | 21010.5 | 20097
ESSER |  | W BEACON-RED-RED LED | CWST-RR-S5 | 25740 |  | 19530 | - | 29295 | 25389 | 25389 | 23436 | 22459.5 | 21483
ESSER |  | EVALUATION UNIT DTS 6 KM | 970124.IN | 15832960 |  | 17325 | - | 25987.5 | 22522.5 | 22522.5 | 20790 | 19923.75 | 19057.5
ESSER |  | EVALUATION UNIT DTS 10 KM, | 970125.IN | 19444425 |  | 26775 | - | 40162.5 | 34807.5 | 34807.5 | 32130 | 30791.25 | 29452.5
ESSER |  | EXTENSION ATEX APPROVAL, | 970133.IN | 1983410 |  | 19404 | - | 29106 | 25225.2 | 25225.2 | 23284.8 | 22314.6 | 21344.4
ESSER |  | DTS INTERFACE BOX | 970135 | 1251250 |  | 5791590 | - | 8687385 | 7529067 | 7529067 | 6949908 | 6660328.5 | 6370749
ESSER |  | RELAY EXTENSION SET | 970137 | 153725 |  | 7207200 | - | 10810800 | 9369360 | 9369360 | 8648640 | 8288280 | 7927920
ESSER |  | RELAY CONTROLLER SET | 970138 | 1934790 |  | 8631000 | - | 12946500 | 11220300 | 11220300 | 10357200 | 9925650 | 9494100
ESSER |  | HD I/O CONNECTION SET F. HIGH DENSE | 970139 | 218790 |  | 11088630 | - | 16632945 | 14415219 | 14415219 | 13306356 | 12751924.5 | 12197493
ESSER |  | STEEL DOWEL W. STEEL CLAMP | 970143.IN | 75075 |  | 13617450 | - | 20426175 | 17702685 | 17702685 | 16340940 | 15660067.5 | 14979195
ESSER |  | DOWEL SETTING TOOL | 970144.IN | 7972.25 |  | 248850 | - | 373275 | 323505 | 323505 | 298620 | 286177.5 | 273735
ESSER |  | MICRO SPLICE BOX | 970146.IN | 15730 |  | 1491210 | - | 2236815 | 1938573 | 1938573 | 1789452 | 1714891.5 | 1640331
ESSER |  | DOUBLE HEAD CABLE TIES PA6.6W, | 970148 | 101530 |  | 2981160 | - | 4471740 | 3875508 | 3875508 | 3577392 | 3428334 | 3279276
ESSER |  | SENSOR CABLE CONNECTORS FOR | 970151 | 190190 |  | 1389150 | - | 2083725 | 1805895 | 1805895 | 1666980 | 1597522.5 | 1528065
ESSER |  | SENSOR CABLE TESTING TOOL | 970151.IN | 1877590 |  | 192150 | - | 288225 | 249795 | 249795 | 230580 | 220972.5 | 211365
ESSER |  | SENSOR CABLE CONNECT. F. FO | 970154 | 190190 |  | 876330 | - | 1314495 | 1139229 | 1139229 | 1051596 | 1007779.5 | 963963
ESSER |  | STEEL DOWEL W. POLYAMIDE CLAMP | 970140.IN | 153725 |  | 107730 | - | 161595 | 140049 | 140049 | 129276 | 123889.5 | 118503
ESSER |  | STAINLESS STEEL W. POLYAM. CLAMP | 970142.IN | 308880 |  | 1355130 | - | 2032695 | 1761669 | 1761669 | 1626156 | 1558399.5 | 1490643
ESSER |  | USB CABLE A/B FOR 789862.10 | 789863 |  |  |  | - | 0 | 0 | 0 | 0 | 0 | 0
ESSER |  | MULTI-STIMULUS DETECTOR TESTER TF 2001 | 805551 | 612755 |  | 153090 | - | 229635 | 199017 | 199017 | 183708 | 176053.5 | 168399
ESSER |  | DETECTOR REMOVAL TOOL | 805580 | 35392.5 |  | 93870 | - | 140805 | 122031 | 122031 | 112644 | 107950.5 | 103257
ESSER |  | ESSERBUS HAND TOOL FOR TEST AND CONFIG. | POL-ESS | 305305 |  | 52605 | - | 78907.5 | 68386.5 | 68386.5 | 63126 | 60495.75 | 57865.5
ESSER |  | SMOKE CAPSULE F.MULTI-STIMULUS | 805552 | 25740 |  | 5638.5 | - | 8457.75 | 7330.05 | 7330.05 | 6766.2 | 6484.275 | 6202.35
ESSER |  | CO CAPSULE FOR MULTI-STIMULUS | 805553 | 19662.5 |  | 78120 | - | 117180 | 101556 | 101556 | 93744 | 89838 | 85932
ESSER |  | FLUSH-MOUNT KIT FOR | 805571 | 8115.25 |  | 11025 | - | 16537.5 | 14332.5 | 14332.5 | 13230 | 12678.75 | 12127.5
ESSER |  | 4" TRIM RING/SNAP-IN MOUNTING | 805574 | 747.18 |  | 65520 | - | 98280 | 85176 | 85176 | 78624 | 75348 | 72072
ESSER |  | ADAPTER FOR POLE 769813 | 805581 | 18590 |  | 71190 | - | 106785 | 92547 | 92547 | 85428 | 81868.5 | 78309
ESSER |  | BASE COVER FOR IQ8QUAD | 805587 | 4064.78 |  | 623.7 | - | 935.55 | 810.81 | 810.81 | 748.44 | 717.255 | 686.07
ESSER |  | VENTURI AIR DUCT MODULE UG7 | 781463 | 26812.5 |  | 132930 | - | 199395 | 172809 | 172809 | 159516 | 152869.5 | 146223
ESSER |  | VENTURI TUBE 0,6 M FOR UG7 | 781466 | 6113.25 |  | 1314810 | - | 1972215 | 1709253 | 1709253 | 1577772 | 1512031.5 | 1446291
ESSER |  | WINMAG PLUS INSTALLATION MEDIA | WM1001 | 74717.5 |  | 1414.35 | - | 2121.525 | 1838.655 | 1838.655 | 1697.22 | 1626.5025 | 1555.785
ESSER |  | WINMAG PLUS 6 BASE LICENCE 500 POINTS | WM2010 | 235950 |  | 132930 | - | 199395 | 172809 | 172809 | 159516 | 152869.5 | 146223
ESSER |  | WINMAG PLUS 6 BASE LICENCE 1500 POINTS | WM2020 | 713570 |  | 28665 | - | 42997.5 | 37264.5 | 37264.5 | 34398 | 32964.75 | 31531.5
ESSER |  | WINMAG PLUS 6 BASE LICENCE 2500 POINTS | WM2030 | 1229800 |  | 49455 | - | 74182.5 | 64291.5 | 64291.5 | 59346 | 56873.25 | 54400.5
ESSER |  | WINMAG PLUS 6 BASE LICENCE 10000 POINTS | WM2040 | 2535390 |  | 116550 | - | 174825 | 151515 | 151515 | 139860 | 134032.5 | 128205
ESSER |  | WINMAG PLUS 6 BASE LICENCE 20000 POINTS | WM2050 | 4437290 |  | 234612 | - | 351918 | 304995.6 | 304995.6 | 281534.4 | 269803.8 | 258073.2
ESSER |  | WINMAG PLUS 6 BASE LICENCE 50000 POINTS | WM2060 | 7922915 |  | 4410 | - | 6615 | 5733 | 5733 | 5292 | 5071.5 | 4851
ESSER |  | ADDITIONAL 500 DATA POINTS | WM2110 | 238095 |  | 434070 | - | 651105 | 564291 | 564291 | 520884 | 499180.5 | 477477
ESSER |  | ADDITIONAL 2,500 DATA POINTS | WM2120 | 792220 |  | 26901 | - | 40351.5 | 34971.3 | 34971.3 | 32281.2 | 30936.15 | 29591.1
ESSER |  | ADDITIONAL 5,000 DATA POINTS | WM2130 | 1268410 |  | 213570 | - | 320355 | 277641 | 277641 | 256284 | 245605.5 | 234927
ESSER |  | ADDITIONAL 10,000 DATA POINTS | WM2140 | 2218645 |  | 19593 | - | 29389.5 | 25470.9 | 25470.9 | 23511.6 | 22531.95 | 21552.3
ESSER |  | WINMAG PLUS CLIENT - SINGLE LICENSE | WM2200 | 190190 |  | 15057 | - | 22585.5 | 19574.1 | 19574.1 | 18068.4 | 17315.55 | 16562.7
ESSER |  | WINMAG PLUS CLIENT - LICENSES 5 PCS | WM2210 | 760760 |  | 6174 | - | 9261 | 8026.2 | 8026.2 | 7408.8 | 7100.1 | 6791.4
ESSER |  | WINMAG PLUS CLIENT - LICENSES, 10 PCS | WM2220 | 1108965 |  | 567 | - | 850.5 | 737.1 | 737.1 | 680.4 | 652.05 | 623.7
ESSER |  | WINMAG PLUS CLIENT - LICENSES, 25 PCS | WM2230 | 1743170 |  | 14238 | - | 21357 | 18509.4 | 18509.4 | 17085.6 | 16373.7 | 15661.8
ESSER |  | WINMAG PLUS UPGRADE TO NEWEST VERSION | WM2310 | 253825 |  | 3087 | - | 4630.5 | 4013.1 | 4013.1 | 3704.4 | 3550.05 | 3395.7
ESSER |  | WINMAG PLUS UPGRADE TO NEWEST VERSION | WM2320 | 475475 |  | 18900 | - | 28350 | 24570 | 24570 | 22680 | 21735 | 20790
ESSER |  | WINMAG PLUS UPGRADE TO NEWEST VERSION | WM2330 | 1036035 |  | 4252.5 | - | 6378.75 | 5528.25 | 5528.25 | 5103 | 4890.375 | 4677.75
ESSER |  | WINMAG PLUS UPGRADE TO NEWEST VERSION | WM2340 | 1585155 |  | 56637 | - | 84955.5 | 73628.1 | 73628.1 | 67964.4 | 65132.55 | 62300.7
ESSER |  | OPTION INTRUSION MB SERIES | WM3010 | 158730 |  | 173313 | - | 259969.5 | 225306.9 | 225306.9 | 207975.6 | 199309.95 | 190644.3
ESSER |  | OPTION INTRUSION GALAXY | WM3020 | 158730 |  | 541611 | - | 812416.5 | 704094.3 | 704094.3 | 649933.2 | 622852.65 | 595772.1
ESSER |  | OPTION FIRE SYSTEM ESSER | WM3110 | 163735 |  | 902727 | - | 1354090.5 | 1173545.1 | 1173545.1 | 1083272.4 | 1038136.05 | 992999.7
ESSER |  | OPTION FIRE SYSTEM GENT | WM3120 | 158730 |  | 1925784 | - | 2888676 | 2503519.2 | 2503519.2 | 2310940.8 | 2214651.6 | 2118362.4
ESSER |  | OPTION FIRE SYSTEM NOTIFIER | WM3130 | 158730 |  | 3370185 | - | 5055277.5 | 4381240.5 | 4381240.5 | 4044222 | 3875712.75 | 3707203.5
ESSER |  | OPTION FIRE SYSTEM HS-81 | WM3132 | 163735 |  | 6018201 | - | 9027301.5 | 7823661.3 | 7823661.3 | 7221841.2 | 6920931.15 | 6620021.1
ESSER |  | OPTION VARIODYN D1 | WM3140 | 158730 |  | 180558 | - | 270837 | 234725.4 | 234725.4 | 216669.6 | 207641.7 | 198613.8
ESSER |  | OPTION ACCESS CONTROL IQ MULTIACCESS | WM3200 | 158730 |  | 601839 | - | 902758.5 | 782390.7 | 782390.7 | 722206.8 | 692114.85 | 662022.9
ESSER |  | OPTION ACCESS CONTROL PRO-WATCH | WM3201 | 158730 |  | 962955 | - | 1444432.5 | 1251841.5 | 1251841.5 | 1155546 | 1107398.25 | 1059250.5
ESSER |  | OPTION ACCESS CONTROL WIN-PAK | WM3202 | 158730 |  | 1685061 | - | 2527591.5 | 2190579.3 | 2190579.3 | 2022073.2 | 1937820.15 | 1853567.1
ESSER |  | OPTION HONEYWELL MAXPRO VMS | WM3210 | 158730 |  | 144270 | - | 216405 | 187551 | 187551 | 173124 | 165910.5 | 158697
ESSER |  | OPTION DS6750/DS7700 | WM3220 | 158730 |  | 577710 | - | 866565 | 751023 | 751023 | 693252 | 664366.5 | 635481
ESSER |  | OPTION NURSE CALL | WM3230 | 158730 |  | 842310 | - | 1263465 | 1095003 | 1095003 | 1010772 | 968656.5 | 926541
ESSER |  | OPTION DTS SYSTEM | WM3240 | 792220 |  | 1324260 | - | 1986390 | 1721538 | 1721538 | 1589112 | 1522899 | 1456686
ESSER |  | OPTION ESCAPE ROUTE | WM3250 | 158730 |  | 192780 | - | 289170 | 250614 | 250614 | 231336 | 221697 | 212058
ESSER |  | OPTION GEUTEBRÜCK VIDEO | WM3510 | 792220 |  | 360990 | - | 541485 | 469287 | 469287 | 433188 | 415138.5 | 397089
ESSER |  | OPTION DALLMEIER VIDEO | WM3520 | 792220 |  | 722169 | - | 1083253.5 | 938819.7 | 938819.7 | 866602.8 | 830494.35 | 794385.9
ESSER |  | OPTION QOGNIFY VIDEO | WM3530 | 792220 |  | 1203930 | - | 1805895 | 1565109 | 1565109 | 1444716 | 1384519.5 | 1324323
ESSER |  | OPTION VIDEO ANALOGUE | WM3550 | 792220 |  | 120393 | - | 180589.5 | 156510.9 | 156510.9 | 144471.6 | 138451.95 | 132432.3
ESSER |  | OPTION REDUNDANCY | WM4010 | 1077505 |  | 120393 | - | 180589.5 | 156510.9 | 156510.9 | 144471.6 | 138451.95 | 132432.3
ESSER |  | OPTION MULTI-MONITOR | WM4030 | 475475 |  | 120393 | - | 180589.5 | 156510.9 | 156510.9 | 144471.6 | 138451.95 | 132432.3
ESSER |  | OPTION AUTO-CAD® | WM4040 | 1113255 |  | 120393 | - | 180589.5 | 156510.9 | 156510.9 | 144471.6 | 138451.95 | 132432.3
ESSER |  | OPTION NOTIFICATION | WM4120 | 556270 |  | 120393 | - | 180589.5 | 156510.9 | 156510.9 | 144471.6 | 138451.95 | 132432.3
ESSER |  | OPTION ESCALATION | WM4130 | 556270 |  | 120267 | - | 180400.5 | 156347.1 | 156347.1 | 144320.4 | 138307.05 | 132293.7
ESSER |  | OPTION LOGIN READER | WM4160 | 154440 |  | 120393 | - | 180589.5 | 156510.9 | 156510.9 | 144471.6 | 138451.95 | 132432.3
ESSER |  | WINMAG PLUS OPC SERVER | WM5100 | 1853995 |  | 120330 | - | 180495 | 156429 | 156429 | 144396 | 138379.5 | 132363
ESSER |  | WINMAG PLUS OPC CLIENT | WM5200 | 1348490 |  | 120330 | - | 180495 | 156429 | 156429 | 144396 | 138379.5 | 132363
ESSER |  | OPC/BACNET 500 TAGS | WM5300 | 808665 |  | 120330 | - | 180495 | 156429 | 156429 | 144396 | 138379.5 | 132363
ESSER |  | WINMAG PLUS BACNET SERVER | WM5600 | 1700985 |  | 120330 | - | 180495 | 156429 | 156429 | 144396 | 138379.5 | 132363
ESSER |  | WINMAG PLUS BACNET CLIENT | WM5700 | 1236950 |  | 120330 | - | 180495 | 156429 | 156429 | 144396 | 138379.5 | 132363
ESSER |  | SOFTWARE UNIVERSAL GATEWAY FOR PC | WM5800 | 927355 |  | 120330 | - | 180495 | 156429 | 156429 | 144396 | 138379.5 | 132363
ESSER |  | WINMAG PLUS OPTION SDK | WM6001 | 618475 |  | 601650 | - | 902475 | 782145 | 782145 | 721980 | 691897.5 | 661815
ESSER |  | DEVELOPER PACKAGE WINMAG PLUS | WM6002 | 3697265 |  | 120330 | - | 180495 | 156429 | 156429 | 144396 | 138379.5 | 132363
BOSCH | Conventional |  | FPC-500-4 | Conventional fire panel, 4-zone |  | 28010 | - | 42015 | 36413 | 36413 | 33612 | 32211.5 | 30811
BOSCH | Conventional |  | FCP-O320 | Conventional Smoke detector optical |  | 1345 | - | 2017.5 | 1748.5 | 1748.5 | 1614 | 1546.75 | 1479.5
BOSCH | Conventional |  | FCH-T320 | Heat detector, rate-of-rise |  | 1059 | - | 1588.5 | 1376.7 | 1376.7 | 1270.8 | 1217.85 | 1164.9
BOSCH | Conventional |  | MS 400 | Detector base |  | 186 | - | 279 | 241.8 | 241.8 | 223.2 | 213.9 | 204.6
BOSCH | Conventional |  | FMC-120-DKM-G-R | Manual call point indoor, red |  | 1411 | - | 2116.5 | 1834.3 | 1834.3 | 1693.2 | 1622.65 | 1552.1
BOSCH | Conventional |  | FMM-KEY-FORM G/H | Key for manual call point |  | 84 | - | 126 | 109.2 | 109.2 | 100.8 | 96.6 | 92.4
BOSCH | Conventional |  | W-HSR | Wall strobe, 2-wire 15-185cd 12/24V, red |  | 5098 | - | 7647 | 6627.4 | 6627.4 | 6117.6 | 5862.7 | 5607.8
BOSCH |  |  | FAH-425-T-R | ANALOG PHOTOELECTRIC HEAT DETECTOR W/ BASE |  | 2967 | - | 4450.5 | 3857.1 | 3857.1 | 3560.4 | 3412.05 | 3263.7
BOSCH |  |  | W-STR | WALL STROBE, 2 WIRE 15-185CD 12/24V, RED |  | 5098 | - | 7647 | 6627.4 | 6627.4 | 6117.6 | 5862.7 | 5607.8
BOSCH |  |  | FAP-425-O-R | Smoke Detector, optical |  | 3322 | - | 4983 | 4318.6 | 4318.6 | 3986.4 | 3820.3 | 3654.2
BOSCH |  |  | FPP-RNAC-8A-4C | Power Supply, RNAC 8A 24V |  | 31364 | - | 47046 | 40773.2 | 40773.2 | 37636.8 | 36068.6 | 34500.4
APOLLO | Conventional | Conventional MCP 170° | SC2900-001 |  | Made in U.K. 8 Years Warranty | 980 | - | 1470 | 1274 | 1274 | 1176 | 1127 | 1078
APOLLO | Conventional | APOLLO CONVENTIONAL DETECTORS | 55000-316APO | Series 65 Optical Smoke Detector Standard | Made in U.K. 8 Years Warranty | 753 | - | 1129.5 | 978.9 | 978.9 | 903.6 | 865.95 | 828.3
APOLLO | Conventional | APOLLO CONVENTIONAL DETECTORS | 55000-126APO | Series 65 BR Heat Detector Standard | Made in U.K. 8 Years Warranty | 795 | - | 1192.5 | 1033.5 | 1033.5 | 954 | 914.25 | 874.5
APOLLO | Conventional | APOLLO CONVENTIONAL DETECTORS | 45681-200APO | Series 65 Standard Base | Made in U.K. 8 Years Warranty | 166 | - | 249 | 215.8 | 215.8 | 199.2 | 190.9 | 182.6
APOLLO |  | APOLLO MANUAL CALL POINT | 55100-001APO | Indoor Manual Call Point without LED – Red | Made in U.K. 8 Years Warranty | 1202 | - | 1803 | 1562.6 | 1562.6 | 1442.4 | 1382.3 | 1322.2
APOLLO |  | WATERPROOF MANUAL CALL POINT | 55100-003APO | Conventional Waterproof Manual Call Point without LED (Red) | Made in U.K. 8 Years Warranty | 11225 | - | 16837.5 | 14592.5 | 14592.5 | 13470 | 12908.75 | 12347.5
APOLLO |  | WATERPROOF MANUAL CALL POINT | 58200-950APO | Apollo Waterproof Manual Call Point (Red) | Made in U.K. 8 Years Warranty | 11214 | - | 16821 | 14578.2 | 14578.2 | 13456.8 | 12896.1 | 12335.4
APOLLO | Conventional | APOLLO CONVENTIONAL SOUNDERS AND BEACONS | 29600-322 | Sonos Sounder W/ Base | Made in U.K. 8 Years Warranty | 2424 | - | 3636 | 3151.2 | 3151.2 | 2908.8 | 2787.6 | 2666.4
APOLLO | Conventional | APOLLO CONVENTIONAL SOUNDERS AND BEACONS | 29600-323 | Sonos Sounder with beacon W/ Base | Made in U.K. 8 Years Warranty | 3730 | - | 5595 | 4849 | 4849 | 4476 | 4289.5 | 4103
APOLLO | Conventional | APOLLO CONVENTIONAL SOUNDERS AND BEACONS | 29600-320 | CONVENTIONAL OPEN-AREA AV TIMESAVER BASE - SHALLOW | Made in U.K. 8 Years Warranty | 597 | - | 895.5 | 776.1 | 776.1 | 716.4 | 686.55 | 656.7
APOLLO | ADDRESSABLE | APOLLO ADDRESSABLE DETECTORS | 45681-210APO | XP95 Mounting Base | Made in U.K. 8 Years Warranty | 212 | - | 318 | 275.6 | 275.6 | 254.4 | 243.8 | 233.2
APOLLO | ADDRESSABLE | APOLLO ADDRESSABLE DETECTORS | 55000-600APO | XP95 Optical Smoke Detector | Made in U.K. 8 Years Warranty | 2312 | - | 3468 | 3005.6 | 3005.6 | 2774.4 | 2658.8 | 2543.2
APOLLO | ADDRESSABLE | APOLLO ADDRESSABLE DETECTORS | 55000-401APO | XP95 Heat Detector High Temperature | Made in U.K. 8 Years Warranty | 2814 | - | 4221 | 3658.2 | 3658.2 | 3376.8 | 3236.1 | 3095.4
APOLLO | ADDRESSABLE | APOLLO ADDRESSABLE DETECTORS | 55000-400APO | XP95 Heat Detector Standard | Made in U.K. 8 Years Warranty | 2285 | - | 3427.5 | 2970.5 | 2970.5 | 2742 | 2627.75 | 2513.5
APOLLO | ADDRESSABLE | APOLLO ADDRESSABLE DETECTORS | 58000-500APO | Discovery Ionisation Smoke Detector | Made in U.K. 8 Years Warranty | 4514 | - | 6771 | 5868.2 | 5868.2 | 5416.8 | 5191.1 | 4965.4
APOLLO | ADDRESSABLE | APOLLO ADDRESSABLE DETECTORS | 58000-600APO | Discovery Optical Smoke Detector | Made in U.K. 8 Years Warranty | 3699 | - | 5548.5 | 4808.7 | 4808.7 | 4438.8 | 4253.85 | 4068.9
APOLLO | ADDRESSABLE | APOLLO ADDRESSABLE DETECTORS | 58000-400APO | Discovery Heat Detector | Made in U.K. 8 Years Warranty | 3638 | - | 5457 | 4729.4 | 4729.4 | 4365.6 | 4183.7 | 4001.8
APOLLO | ADDRESSABLE | APOLLO ADDRESSABLE DETECTORS | 55000-720APO | Isolator | Made in U.K. 8 Years Warranty | 2811 | - | 4216.5 | 3654.3 | 3654.3 | 3373.2 | 3232.65 | 3092.1
APOLLO | ADDRESSABLE | APOLLO ADDRESSABLE DETECTORS | SA5150-650 | SOTERIA UL Smoke detector, w/out Base | UL Listed 8Years Warranty | 2968 | - | 4452 | 3858.4 | 3858.4 | 3561.6 | 3413.2 | 3264.8
APOLLO | ADDRESSABLE | APOLLO ADDRESSABLE DETECTORS | SA5800-450 | SOTERIA UL heat, w/out base | UL Listed 8Years Warranty | 2968 | - | 4452 | 3858.4 | 3858.4 | 3561.6 | 3413.2 | 3264.8
APOLLO | ADDRESSABLE | APOLLO ADDRESSABLE DETECTORS | SA5100-700APO | SOTERIA multisensor Detector (Optical/Heat) | UL Listed 8Years Warranty | 3915 | - | 5872.5 | 5089.5 | 5089.5 | 4698 | 4502.25 | 4306.5
APOLLO | ADDRESSABLE | APOLLO ADDRESSABLE DETECTORS | SA5150-750 | SOTERIA UL multisensor | UL Listed 8Years Warranty | 3773 | - | 5659.5 | 4904.9 | 4904.9 | 4527.6 | 4338.95 | 4150.3
APOLLO | ADDRESSABLE | APOLLO ADDRESSABLE DETECTORS | SA5000-210 | Soterial UL base | UL Listed 8Years Warranty | 236 | - | 354 | 306.8 | 306.8 | 283.2 | 271.4 | 259.6
APOLLO | ADDRESSABLE | APOLLO ADDRESSABLE PULL STATION AND SOUNDERS/BEACONS | 55100-908APO | XP95 Manual Call Point with Isolator - Red (Surface) | Made in U.K. 8 Years Warranty | 3653 | - | 5479.5 | 4748.9 | 4748.9 | 4383.6 | 4200.95 | 4018.3
APOLLO | ADDRESSABLE | APOLLO ADDRESSABLE PULL STATION AND SOUNDERS/BEACONS | 55000-001APO | Intelligent Open-Area Sounder Red (Sonos) | Made in U.K. 8 Years Warranty | 4400 | - | 6600 | 5720 | 5720 | 5280 | 5060 | 4840
APOLLO | ADDRESSABLE | APOLLO ADDRESSABLE PULL STATION AND SOUNDERS/BEACONS | 55000-005APO | Intelligent Open-Area Sounder Beacon Red (Sonos) | Made in U.K. 8 Years Warranty | 8218 | - | 12327 | 10683.4 | 10683.4 | 9861.6 | 9450.7 | 9039.8
APOLLO | ADDRESSABLE | APOLLO ADDRESSABLE PULL STATION AND SOUNDERS/BEACONS | 55000-278APO | Multi-Tone Open Area Sounder (Red) | Made in U.K. 8 Years Warranty | 7582 | - | 11373 | 9856.6 | 9856.6 | 9098.4 | 8719.3 | 8340.2
APOLLO |  | APOLLO ANALOGUE ACCESSORIES (SWITCH MONITORS/INPUT/OUTPUT/ZONE MONITOR) | SA4700-100APO | Intelligent switch Monitor Use: - interface to Sprinkler system Flow Switch - interface to Sprinkler |  | 3365 | - | 5047.5 | 4374.5 | 4374.5 | 4038 | 3869.75 | 3701.5
APOLLO |  | APOLLO ANALOGUE ACCESSORIES (SWITCH MONITORS/INPUT/OUTPUT/ZONE MONITOR) | SA4700-102APO | Intelligent Input/Output Unit, Compatible with XP95, Discovery and CoreProtocol digital communication protocols. |  | 3502 | - | 5253 | 4552.6 | 4552.6 | 4202.4 | 4027.3 | 3852.2
APOLLO |  | APOLLO ANALOGUE ACCESSORIES (SWITCH MONITORS/INPUT/OUTPUT/ZONE MONITOR) | 55000-845APO | XP95 ZONE MONITOR WITH BACK BOX & WITH BUILT-IN 20 DEVICES ISOLATOR | Made in U.K. 8 Years Warranty | 3576 | - | 5364 | 4648.8 | 4648.8 | 4291.2 | 4112.4 | 3933.6
APOLLO |  | APOLLO ANALOGUE ACCESSORIES (SWITCH MONITORS/INPUT/OUTPUT/ZONE MONITOR) | 55000-847 | Intelligent Input/Output Unit, Compatible with XP95, Discovery and CoreProtocol digital communication protocols. | Made in U.K. 8 Years Warranty | 4202 | - | 6303 | 5462.6 | 5462.6 | 5042.4 | 4832.3 | 4622.2
APOLLO |  | APOLLO ANALOGUE ACCESSORIES (SWITCH MONITORS/INPUT/OUTPUT/ZONE MONITOR) | 55000-852APO | XP95 Sounder Control Unit with Isolator | Made in U.K. 8 Years Warranty | 5203 | - | 7804.5 | 6763.9 | 6763.9 | 6243.6 | 5983.45 | 5723.3
APOLLO |  | APOLLO ANALOGUE ACCESSORIES (SWITCH MONITORS/INPUT/OUTPUT/ZONE MONITOR) | 55000-760APO | Mini Switch Monitor | Made in U.K. 8 Years Warranty | 4121 | - | 6181.5 | 5357.3 | 5357.3 | 4945.2 | 4739.15 | 4533.1
APOLLO | Conventional | CONVENTIONAL END-TO-END OPTICAL BEAM DETECTOR | 29600-929 | Conventional End to End Beam Optical Beam Detector | Made in U.K. 8 Years Warranty | 70890 | - | 106335 | 92157 | 92157 | 85068 | 81523.5 | 77979
APOLLO |  | INTELLIGENT AUTO-ALIGNING BEAM DETECTOR | SA7100-100APO | Intelligent Auto-Aligning Beam Detector 8-50m | Made in U.K. 8 Years Warranty | 66772 | - | 100158 | 86803.6 | 86803.6 | 80126.4 | 76787.8 | 73449.2
APOLLO |  | INTELLIGENT AUTO-ALIGNING BEAM DETECTOR | SA7100-100APO + 29600-526 (8-100M) | Intelligent Auto-Aligning Beam Detector 8-100M | Made in U.K. 8 Years Warranty | 78408 | - | 117612 | 101930.4 | 101930.4 | 94089.6 | 90169.2 | 86248.8
APOLLO |  | REFLECTIVE BEAM DETECTOR BACKBOX | 29600-241 | Reflective Beam Detector Backbox | Made in U.K. 8 Years Warranty | 7799 | - | 11698.5 | 10138.7 | 10138.7 | 9358.8 | 8968.85 | 8578.9
APOLLO | Conventional | CONVENTIONAL AUTO-ALIGNING BEAM DETECTOR WITH LASER ALIGNMENT | 29650-069 | Conventional Auto Aligning Beam Detector with Integral Laser 8-50m | Made in U.K. 8 Years Warranty | 65451 | - | 98176.5 | 85086.3 | 85086.3 | 78541.2 | 75268.65 | 71996.1
APOLLO | Conventional | CONVENTIONAL AUTO-ALIGNING BEAM DETECTOR WITH LASER ALIGNMENT | 29650-070 | Additional Detector Head 8-50m | Made in U.K. 8 Years Warranty | 63716 | - | 95574 | 82830.8 | 82830.8 | 76459.2 | 73273.4 | 70087.6
APOLLO | Conventional | CONVENTIONAL AUTO-ALIGNING BEAM DETECTOR WITH LASER ALIGNMENT | 29600-526 | Extension Kit 100m | Made in U.K. 8 Years Warranty | 11662 | - | 17493 | 15160.6 | 15160.6 | 13994.4 | 13411.3 | 12828.2
APOLLO | Conventional | CONVENTIONAL AUTO-ALIGNING BEAM DETECTOR WITH LASER ALIGNMENT | 29600-527 | Universal Bracket for Heads and Prisms | Made in U.K. 8 Years Warranty | 15077 | - | 22615.5 | 19600.1 | 19600.1 | 18092.4 | 17338.55 | 16584.7
APOLLO | Conventional | CONVENTIONAL AUTO-ALIGNING BEAM DETECTOR WITH LASER ALIGNMENT | 29600-528 | Surface Mounting Plate for Prisms | Made in U.K. 8 Years Warranty | 7366 | - | 11049 | 9575.8 | 9575.8 | 8839.2 | 8470.9 | 8102.6
APOLLO | Conventional | CONVENTIONAL AUTO-ALIGNING BEAM DETECTOR WITH LASER ALIGNMENT | 29600-529 | Prism Mounting Plate (4 prisms 100m) | Made in U.K. 8 Years Warranty | 7634 | - | 11451 | 9924.2 | 9924.2 | 9160.8 | 8779.1 | 8397.4
APOLLO | Conventional | CONVENTIONAL AUTO-ALIGNING BEAM DETECTOR WITH LASER ALIGNMENT | 29600-530 | Prism Mounting Plate (1 prism 8-50m) | Made in U.K. 8 Years Warranty | 6598 | - | 9897 | 8577.4 | 8577.4 | 7917.6 | 7587.7 | 7257.8
APOLLO |  | DISCOVERY XPERT 7 CARD | 45682-800 | XPERT Universal Address Card | Made in U.K. 8 Years Warranty | 577 | - | 865.5 | 750.1 | 750.1 | 692.4 | 663.55 | 634.7
APOLLO |  | AUDIO VISUAL | 55000-877 APO | Loop-Powered Visual Indicator (Red) | Made in U.K. 8 Years Warranty |  | - | 0 | 0 | 0 | 0 | 0 | 0
APOLLO |  | AUDIO VISUAL | 55000-878APO | Loop-Powered Visual Indicator (Clear) | Made in U.K. 8 Years Warranty |  | - | 0 | 0 | 0 | 0 | 0 | 0
APOLLO |  | AUDIO VISUAL | 58000-030APO | Discovery Open-Area Voice Sounder Visual Indicator (Red) | Made in U.K. 8 Years Warranty |  | - | 0 | 0 | 0 | 0 | 0 | 0
APOLLO |  | AUDIO VISUAL | 45681-277APO | Apollo XP95 Integrated Base Sounder | Made in U.K. 8 Years Warranty |  | - | 0 | 0 | 0 | 0 | 0 | 0
APOLLO |  | AUDIO VISUAL | 45681-276APO | Ancillary Base Sounder | Made in U.K. 8 Years Warranty |  | - | 0 | 0 | 0 | 0 | 0 | 0
APOLLO |  | AUDIO VISUAL | 29650-001 | 29650-001 Magnetic Wand |  |  | - | 0 | 0 | 0 | 0 | 0 | 0
APOLLO |  | AUDIO VISUAL | 45681-278APO | Apollo Integrated Base Sounder without Isolator | Made in U.K. 8 Years Warranty |  | - | 0 | 0 | 0 | 0 | 0 | 0
APOLLO |  | XPANDER | XPA-CB-11170-APO | Xpander A1R Heat Detector and Mounting Base | Made in U.K. 8 Years Warranty |  | - | 0 | 0 | 0 | 0 | 0 | 0
APOLLO |  | XPANDER | XPA-CB-11171-APO | Xpander CS Heat Detector and Mounting Base | Made in U.K. 8 Years Warranty |  | - | 0 | 0 | 0 | 0 | 0 | 0
APOLLO |  | XPANDER | XPA-CB-12034-APO | Xpander Optical Smoke Detector ans Mounting Base | Made in U.K. 8 Years Warranty |  | - | 0 | 0 | 0 | 0 | 0 | 0
APOLLO |  | XPANDER | XPA-CB-14001-APO | Xpander Sounder with Mounting Base (RED) | Made in U.K. 8 Years Warranty |  | - | 0 | 0 | 0 | 0 | 0 | 0
APOLLO |  | XPANDER | XPA-CB-14002-APO | Xpander Sounder with Mounting Base (WHITE) | Made in U.K. 8 Years Warranty |  | - | 0 | 0 | 0 | 0 | 0 | 0
APOLLO |  | XPANDER | XPA-CB-14003-APO | Xpander Sound VI (RED) with Mounting Base (RED) | Made in U.K. 8 Years Warranty |  | - | 0 | 0 | 0 | 0 | 0 | 0
APOLLO |  | XPANDER | XPA-CB-14004-APO | Xpander Sound VI (AMBER) with Mounting Base (WHITE) | Made in U.K. 8 Years Warranty |  | - | 0 | 0 | 0 | 0 | 0 | 0
APOLLO |  | XPANDER | XPA-CB-14016-APO | Xpander Sounder Base & Optical Detector | Made in U.K. 8 Years Warranty |  | - | 0 | 0 | 0 | 0 | 0 | 0
APOLLO |  | XPANDER | XPA-CB-14017-APO | Xpander Sounder Base & Heat Detector Class A1R | Made in U.K. 8 Years Warranty |  | - | 0 | 0 | 0 | 0 | 0 | 0
APOLLO |  | XPANDER | XPA-CB-14018-APO | Xpander Sounder Base & Heat Detector Class CS | Made in U.K. 8 Years Warranty |  | - | 0 | 0 | 0 | 0 | 0 | 0
APOLLO |  | XPANDER | XPA-CB-14020-APO | Xpander Sounder VI Base (RED LENS) & Optical Detector | Made in U.K. 8 Years Warranty |  | - | 0 | 0 | 0 | 0 | 0 | 0
APOLLO |  | XPANDER | XPA-CB-14021-APO | Xpander Sounder VI Base (RED LENS) & Heat Detector A1R | Made in U.K. 8 Years Warranty |  | - | 0 | 0 | 0 | 0 | 0 | 0
APOLLO |  | XPANDER | XPA-CB-14022-APO | Xpander Sounder VI Base (RED LENS) & Heat Detector CS | Made in U.K. 8 Years Warranty |  | - | 0 | 0 | 0 | 0 | 0 | 0
APOLLO |  | XPANDER | XPA-CB-14024-APO | Xpander Sounder VI Base (CLEAR LENS) & Optical Detector | Made in U.K. 8 Years Warranty |  | - | 0 | 0 | 0 | 0 | 0 | 0
APOLLO |  | XPANDER | XPA-CB-14025-APO | Xpander Sounder VI Base (CLEAR LENS) & Heat Detector A1R | Made in U.K. 8 Years Warranty |  | - | 0 | 0 | 0 | 0 | 0 | 0
APOLLO |  | XPANDER | XPA-HT-11170-APO | XPander A1R Heat Detector | Made in U.K. 8 Years Warranty |  | - | 0 | 0 | 0 | 0 | 0 | 0
APOLLO |  | XPANDER | XPA-HT-11171-APO | XPander CS Heat Detector | Made in U.K. 8 Years Warranty |  | - | 0 | 0 | 0 | 0 | 0 | 0
APOLLO |  | XPANDER | XPA-CB-14011-APO | Xpander Single Channel Input/Output Unit | Made in U.K. 8 Years Warranty |  | - | 0 | 0 | 0 | 0 | 0 | 0
APOLLO |  | XPANDER | XPA-CB-14012-APO | Xpander Dual Channel Input/Output Unit | Made in U.K. 8 Years Warranty |  | - | 0 | 0 | 0 | 0 | 0 | 0
APOLLO |  | XPANDER | XPA-CB-14050-APO | Xpander 868MHx Diversity Interface Module | Made in U.K. 8 Years Warranty |  | - | 0 | 0 | 0 | 0 | 0 | 0
APOLLO |  | XPANDER | XPA-CB-14006-APO | Xpander MCP Integral Radio Base | Made in U.K. 8 Years Warranty |  | - | 0 | 0 | 0 | 0 | 0 | 0
APOLLO |  | XPANDER | XPA-OP-12034-APO | XPander Optical Smoke Detector | Made in U.K. 8 Years Warranty |  | - | 0 | 0 | 0 | 0 | 0 | 0
APOLLO |  | XPANDER | XPA-SB-10023-APO | Xpander Sounder Mounting Base (RED) | Made in U.K. 8 Years Warranty |  | - | 0 | 0 | 0 | 0 | 0 | 0
APOLLO |  | XPANDER | XPA-SB-10024-APO | Xpander Sounder Mounting Base (White) | Made in U.K. 8 Years Warranty |  | - | 0 | 0 | 0 | 0 | 0 | 0
APOLLO |  | XPANDER | XPA-SN-14003-APO | Xpander Sounder Visual Indicator Red | Made in U.K. 8 Years Warranty |  | - | 0 | 0 | 0 | 0 | 0 | 0
APOLLO |  | XPANDER | XPA-SN-14004-APO | Xpander Sounder Visual Indicator Amber | Made in U.K. 8 Years Warranty |  | - | 0 | 0 | 0 | 0 | 0 | 0
APOLLO |  | XPANDER | XPA-SN-14005-APO | Xpander Sounder Visual Indicator Clear | Made in U.K. 8 Years Warranty |  | - | 0 | 0 | 0 | 0 | 0 | 0
APOLLO |  | XPANDER | XPA-SO-14001-APO | Xpander Sounder Red | Made in U.K. 8 Years Warranty |  | - | 0 | 0 | 0 | 0 | 0 | 0
APOLLO |  | XPANDER | XPA-SO-14002-APO | Xpander Sounder White | Made in U.K. 8 Years Warranty |  | - | 0 | 0 | 0 | 0 | 0 | 0
APOLLO |  | XPANDER | XPA-TE-14075-APO | Xpander Diversity 868Mhz Survey Kit | Made in U.K. 8 Years Warranty |  | - | 0 | 0 | 0 | 0 | 0 | 0
APOLLO |  | XPANDER | XPA-WB-10022-APO | Xpander Combined Sounder Base | Made in U.K. 8 Years Warranty |  | - | 0 | 0 | 0 | 0 | 0 | 0
APOLLO |  | XPANDER | XPA-WB-14036-APO | Xpander Combined Sounder Base | Made in U.K. 8 Years Warranty |  | - | 0 | 0 | 0 | 0 | 0 | 0
APOLLO |  | XPANDER | XPA-WB-14037-APO | Xpander Combined Sounder Visual Indicator Base (RED) | Made in U.K. 8 Years Warranty |  | - | 0 | 0 | 0 | 0 | 0 | 0
APOLLO |  | XPANDER | XPA-AE-14008-APO | Xpander Omni-Directiona Aerial | Made in U.K. 8 Years Warranty |  | - | 0 | 0 | 0 | 0 | 0 | 0
APOLLO |  | XPANDER | XPA-AE-14009-APO | Xpander Directional Aerial | Made in U.K. 8 Years Warranty |  | - | 0 | 0 | 0 | 0 | 0 | 0
APOLLO |  | XPANDER | XPA-TE-14076-APO | Xpander Diversity 868Mhz Survey Unit | Made in U.K. 8 Years Warranty |  | - | 0 | 0 | 0 | 0 | 0 | 0
APOLLO |  | XPANDER | XPA-CB-14005-APO | Xpander Sounder VI (Clear) with mounting Base( White) | Made in U.K. 8 Years Warranty |  | - | 0 | 0 | 0 | 0 | 0 | 0
APOLLO |  | XPANDER | XPA-CB-14026-APO | Xpander Sounder VI base (Clear Lens) and Heat Detector CS | Made in U.K. 8 Years Warranty |  | - | 0 | 0 | 0 | 0 | 0 | 0
APOLLO |  | XPANDER | XPA-AE-14014-APO | Xpander Weather Resistant Omni-Directional Aerial | Made in U.K. 8 Years Warranty |  | - | 0 | 0 | 0 | 0 | 0 | 0
APOLLO |  | XPANDER | XPA-IN-14102-APO | Xpander Remote Indicator Module | Made in U.K. 8 Years Warranty |  | - | 0 | 0 | 0 | 0 | 0 | 0
APOLLO |  | MULTISENSOR DETECTOR | 58000-305APO | Discovery CO/Heat Multisensor Detector | Made in U.K. 8 Years Warranty |  | - | 0 | 0 | 0 | 0 | 0 | 0
APOLLO |  | MULTISENSOR DETECTOR | 58000-300APO | Discovery Carbon Monoxide Detector | Made in U.K. 8 Years Warranty |  | - | 0 | 0 | 0 | 0 | 0 | 0
APOLLO |  | MULTISENSOR DETECTOR | 55000-885APO | XP95 Multisensor Detector | Made in U.K. 8 Years Warranty |  | - | 0 | 0 | 0 | 0 | 0 | 0
APOLLO |  | MULTISENSOR DETECTOR | 45681-210APO | XP95 Mounting Base | Made in U.K. 8 Years Warranty | 212 | - | 318 | 275.6 | 275.6 | 254.4 | 243.8 | 233.2
APOLLO |  | 6" FIRE BELL | 29600-400 | Bell | Made in U.K. 8 Years Warranty | 2804 | - | 4206 | 3645.2 | 3645.2 | 3364.8 | 3224.6 | 3084.4
APOLLO |  | MULTISENSOR DETECTOR | 55000-886 | XP95A Multisensor Detector | Made in U.K. 8 years Warranty | 4156 | - | 6234 | 5402.8 | 5402.8 | 4987.2 | 4779.4 | 4571.6
APOLLO | ADDRESSABLE | UL LISTED ADDRESSABLE DEVICES - DISCOVERY SERIES | 58000-450 | Discovery UL Heat Detector w/out Base | UL Listed 8Years Warranty | 3802 | - | 5703 | 4942.6 | 4942.6 | 4562.4 | 4372.3 | 4182.2
APOLLO | ADDRESSABLE | UL LISTED ADDRESSABLE DEVICES - DISCOVERY SERIES | 58000-750 | Discovery UL Multisensor Detector w/out Base | UL Listed 8Years Warranty | 3543 | - | 5314.5 | 4605.9 | 4605.9 | 4251.6 | 4074.45 | 3897.3
APOLLO | ADDRESSABLE | UL LISTED ADDRESSABLE PULL STATION AND SOUNDERS/BEACONS | 56000-005USA | Dual Action Addressable Manual Pull Station w/out backbox | UL Listed 8Years Warranty | 2981 | - | 4471.5 | 3875.3 | 3875.3 | 3577.2 | 3428.15 | 3279.1
APOLLO | ADDRESSABLE | UL LISTED ADDRESSABLE PULL STATION AND SOUNDERS/BEACONS | 56000-006USA | Backbox | Made in U.K. 8 Years Warranty | 994 | - | 1491 | 1292.2 | 1292.2 | 1192.8 | 1143.1 | 1093.4
APOLLO | ADDRESSABLE | UL LISTED ADDRESSABLE PULL STATION AND SOUNDERS/BEACONS | 58000-011USA | Discovery Open-Area Sounder Beacon (UL) - Red | Made in U.K. 8 Years Warranty | 4395 | - | 6592.5 | 5713.5 | 5713.5 | 5274 | 5054.25 | 4834.5
APOLLO | ADDRESSABLE | UL LISTED ADDRESSABLE PULL STATION AND SOUNDERS/BEACONS | 55000-041USA | XP95A Intelligent Open Area Sounder (U)-Red | Made in U.K. 8 Years Warranty | 4581 | - | 6871.5 | 5955.3 | 5955.3 | 5497.2 | 5268.15 | 5039.1
APOLLO |  | XP95A UL | 55000-805USA | XP95A Switch Monitor Module | Made in U.K. 8 Years Warranty | 2862 | - | 4293 | 3720.6 | 3720.6 | 3434.4 | 3291.3 | 3148.2
APOLLO |  | XP95A UL | 55000-806USA | XP95A Priority Switch Monitor Module | Made in U.K. 8 Years Warranty | 2862 | - | 4293 | 3720.6 | 3720.6 | 3434.4 | 3291.3 | 3148.2
APOLLO |  | XP95A UL | 55000-790USA | XP95A Dual Priority Switch Monitor Module | Made in U.K. 8 Years Warranty | 4830 | - | 7245 | 6279 | 6279 | 5796 | 5554.5 | 5313
APOLLO |  | XP95A UL | 55000-820USA | XP95A Switch Monitor Input/Output Module | Made in U.K. 8 Years Warranty | 2955 | - | 4432.5 | 3841.5 | 3841.5 | 3546 | 3398.25 | 3250.5
APOLLO |  | XP95A UL | 55000-825USA | XP95A Sounder Control Module Monitor | Made in U.K. 8 Years Warranty | 5060 | - | 7590 | 6578 | 6578 | 6072 | 5819 | 5566
APOLLO |  | XP95A UL | 55000-863USA | XP95A Relay Output Module | Made in U.K. 8 Years Warranty | 3601 | - | 5401.5 | 4681.3 | 4681.3 | 4321.2 | 4141.15 | 3961.1
APOLLO |  | XP95A UL | 55000-859USA | XP95A Switch Monitor Input/Output Module | Made in U.K. 8 Years Warranty | 4057 | - | 6085.5 | 5274.1 | 5274.1 | 4868.4 | 4665.55 | 4462.7
APOLLO |  | XP95A UL | 55000-765USA | Mini Monitor Module | Made in U.K. 8 Years Warranty | 3979 | - | 5968.5 | 5172.7 | 5172.7 | 4774.8 | 4575.85 | 4376.9
APOLLO |  | XP95A UL | 45681-526 | XP95A Sounder Visual Indicator Base (red LEDs) | Made in U.K. 8 Years Warranty | 4278 | - | 6417 | 5561.4 | 5561.4 | 5133.6 | 4919.7 | 4705.8
APOLLO |  | XP95A UL | 55000-830 | XP95A Sounder Visual Indicator Base (red LEDs) | Made in U.K. 8 Years Warranty | 3859 | - | 5788.5 | 5016.7 | 5016.7 | 4630.8 | 4437.85 | 4244.9
SIEMENS |  | EN | S54433-C112-A1 | FC361-ZZ Fire panel (1 loop) |  | 51545 | - | 77317.5 | 67008.5 | 67008.5 | 61854 | 59276.75 | 56699.5
SIEMENS |  |  | S54433-C119-A1 | FC362-ZZ FC362 Equivalent - 2 loops (available on August 2023) |  | 68414 | - | 102621 | 88938.2 | 88938.2 | 82096.8 | 78676.1 | 75255.4
SIEMENS |  |  | S54310-F101-A1 | OP360 smoke detector |  | 1792 | - | 2688 | 2329.6 | 2329.6 | 2150.4 | 2060.8 | 1971.2
SIEMENS |  |  | S54310-F104-A1 | HI360 heat detectors |  | 1444 | - | 2166 | 1877.2 | 1877.2 | 1732.8 | 1660.6 | 1588.4
SIEMENS |  |  | S54310-F102-A1 | OH360 multi-sensor detectors |  | 1604 | - | 2406 | 2085.2 | 2085.2 | 1924.8 | 1844.6 | 1764.4
SIEMENS |  |  | S54319-F11-A1 | DB721 DB721 Detector base with loop contact (1 year Warranty) |  | 289 | - | 433.5 | 375.7 | 375.7 | 346.8 | 332.35 | 317.9
SIEMENS |  |  | S54319-F5-A1 | DBS720 DBS720 Sounder base (1 year Warranty) |  | 4851 | - | 7276.5 | 6306.3 | 6306.3 | 5821.2 | 5578.65 | 5336.1
SIEMENS |  |  | S54311-F111-A1 | 4" Conventional Sounder Base FDM365-RP manual call points |  | 2965 | - | 4447.5 | 3854.5 | 3854.5 | 3558 | 3409.75 | 3261.5
SIEMENS |  |  | A5Q00013437 | FDMH295-R Back box |  | 322 | - | 483 | 418.6 | 418.6 | 386.4 | 370.3 | 354.2
SIEMENS |  |  | S54364-F105-A | FDS366-RR sounder beacon |  | 6409 | - | 9613.5 | 8331.7 | 8331.7 | 7690.8 | 7370.35 | 7049.9
SIEMENS |  |  | S54364-F101-A1 | FDS364-R sounder |  | 4007 | - | 6010.5 | 5209.1 | 5209.1 | 4808.4 | 4608.05 | 4407.7
SIEMENS |  |  | S54364-B1-A1 | FDB226-R FDB226-R Base (wall mounting) (1 year Warranty) |  | 397 | - | 595.5 | 516.1 | 516.1 | 476.4 | 456.55 | 436.7
SIEMENS |  |  | S54329-F9-A1 | FDS183C-EN CON SOUND BEACON (EN) |  | 2291 | - | 3436.5 | 2978.3 | 2978.3 | 2749.2 | 2634.65 | 2520.1
SIEMENS |  |  | S54322-F6-A1 | FDCI723 FDCI723 Zone module, external powered (1 year Warranty) |  | 8348 | - | 12522 | 10852.4 | 10852.4 | 10017.6 | 9600.2 | 9182.8
SIEMENS |  |  | A5Q00001984 | FDCI222 FDCI222 Input modul 4-IN (1 year Warranty) |  | 6013 | - | 9019.5 | 7816.9 | 7816.9 | 7215.6 | 6914.95 | 6614.3
SIEMENS |  |  | A5Q00002369 | FDCIO222 FDCIO222 In-/Output module 4-IN / OUT (1 year Warranty) |  | 16635 | - | 24952.5 | 21625.5 | 21625.5 | 19962 | 19130.25 | 18298.5
SIEMENS |  |  | S54312-F102-A1 | 1 FDCIO361 O/P Module |  | 2374 | - | 3561 | 3086.2 | 3086.2 | 2848.8 | 2730.1 | 2611.4
SIEMENS |  |  | S54312-F101-A1 | FDCI361 I/P Modules |  | 1978 | - | 2967 | 2571.4 | 2571.4 | 2373.6 | 2274.7 | 2175.8
SIEMENS |  |  | S54312-F3-A1 | FDCH221 FDCH221 Housing (1 year Warranty) |  | 1206 | - | 1809 | 1567.8 | 1567.8 | 1447.2 | 1386.9 | 1326.6
SIEMENS |  |  | A5Q00014104 | FT2010-A1 FT2010-A1 Floor repeater terminal (1 year Warranty) |  | 71545 | - | 107317.5 | 93008.5 | 93008.5 | 85854 | 82276.75 | 78699.5
SIEMENS |  |  | A5Q00017706 | FT2011-A1 FT2011-A1 Floor repeater display (1 year Warranty) |  | 57351 | - | 86026.5 | 74556.3 | 74556.3 | 68821.2 | 65953.65 | 63086.1
SIEMENS |  |  | S54372-F5-A1 | DB110 DB110 Detector Base (Collective) (1 year Warranty) |  | 234 | - | 351 | 304.2 | 304.2 | 280.8 | 269.1 | 257.4
SIEMENS |  |  | S54372-F4-A1 | OP110 OP110 Smoke detector - Collective (1 year Warranty) |  | 2264 | - | 3396 | 2943.2 | 2943.2 | 2716.8 | 2603.6 | 2490.4
SIEMENS |  |  | S54372-F9-A1 | HI110 HI110 Heat detector (collective,RoR) (1 year Warranty) |  | 1827 | - | 2740.5 | 2375.1 | 2375.1 | 2192.4 | 2101.05 | 2009.7
SIEMENS |  |  | S54400-S122-A1 | FP120-Z1 FP120-Z1 Power supply kit A 70W (1 year Warranty) |  | 30945 | - | 46417.5 | 40228.5 | 40228.5 | 37134 | 35586.75 | 34039.5
SIEMENS |  | UL | S54433-C105-A1 | FC901-U3 50 Pt Electronic Kit - Main Board - 170W PS (1 year Warranty) |  | 63871 | - | 95806.5 | 83032.3 | 83032.3 | 76645.2 | 73451.65 | 70258.1
SIEMENS |  |  | S54433-B103-A4 | FH901-R3 FH901-R3 Cerberus housing (red) (Made in Germany) (1 year Warranty) |  | 63871 | - | 95806.5 | 83032.3 | 83032.3 | 76645.2 | 73451.65 | 70258.1
SIEMENS |  |  | S54400-C14-A1 | FC922-US 252-point system with 170W power supply and standard operator interface Consists of: One FCM2018-U3, one FP2011- U1, one FCI2016-U1 (1 year Warranty) |  | 114686 | - | 172029 | 149091.8 | 149091.8 | 137623.2 | 131888.9 | 126154.6
SIEMENS |  |  | S54400-C55-A2 | FHK2002-R3 Red 2 Height Unit 1 Window Enclosure kit (for FC922, FC924) Consists of: One FHB2002-R1, one FHD2004- U1, one FHD2006-U1, one FHD2002-R3 (1 year Warranty) |  | 114686 | - | 172029 | 149091.8 | 149091.8 | 137623.2 | 131888.9 | 126154.6
SIEMENS |  |  | S54400-C15-A1 | FC924-US 504-point system with 170W power supply and standard operator interface Consists of: One FCM2018-U3, one FP2011- U1, one FCI2017-U1 |  | 196889 | - | 295333.5 | 255955.7 | 255955.7 | 236266.8 | 226422.35 | 216577.9
SIEMENS |  |  | S54400-C55-A2 | FHK2002-R3 Red 2 Height Unit 1 Window Enclosure kit (for FC922, FC924) Consists of: One FHB2002-R1, one FHD2004- U1, one FHD2006-U1, one FHD2002-R3 (1 year Warranty) |  | 196889 | - | 295333.5 | 255955.7 | 255955.7 | 236266.8 | 226422.35 | 216577.9
SIEMENS |  |  | S54400-C21-A1 | FC924-UT 504-point system with 300W power supply and standard operator interface Consists of: One FCM2018-U3, one FP2012- U1, one FCI2017- with FHK20002U1 (1 year Warranty) |  | 273393 | - | 410089.5 | 355410.9 | 355410.9 | 328071.6 | 314401.95 | 300732.3
SIEMENS |  |  | S54400-C55-A2 | FHK2002-R3 Red 2 Height Unit 1 Window Enclosure kit (for FC922, FC924) Consists of: One FHB2002-R1, one FHD2004- U1, one FHD2006-U1, one FHD2002-R3 (1 year Warranty) |  | 273393 | - | 410089.5 | 355410.9 | 355410.9 | 328071.6 | 314401.95 | 300732.3
SIEMENS |  |  | S54433-B103-A3 | FH901-U3 50 pt system Black Enclosure (1 year Warranty) |  | 17060 | - | 25590 | 22178 | 22178 | 20472 | 19619 | 18766
SIEMENS |  |  | S54400-B53-A1 | FHD2005-U1 Inner door (solid, black) (1 year Warranty) |  | 6055 | - | 9082.5 | 7871.5 | 7871.5 | 7266 | 6963.25 | 6660.5
SIEMENS |  |  | S54320-F4-A2 | OP921 Optical Smoke Detector (1 year Warranty) |  | 3150 | - | 4725 | 4095 | 4095 | 3780 | 3622.5 | 3465
SIEMENS |  |  | S54320-F5-A2 | HI921 Heat Detector (1 year Warranty) |  | 2907 | - | 4360.5 | 3779.1 | 3779.1 | 3488.4 | 3343.05 | 3197.7
SIEMENS |  |  | BPZ:500-094151 | DB-11 6" DETECTOR BASE ASSY (1 year Warranty) |  | 276 | - | 414 | 358.8 | 358.8 | 331.2 | 317.4 | 303.6
SIEMENS |  |  | S54321-F7-A1 | XMS-S XMS-S Address, single act MPS Isolation (1 year Warranty) |  | 4566 | - | 6849 | 5935.8 | 5935.8 | 5479.2 | 5250.9 | 5022.6
SIEMENS |  |  | S54321-F8-A1 | XMS-D XMS-D Address, double act MPS Isolation (1 year Warranty) |  | 5201 | - | 7801.5 | 6761.3 | 6761.3 | 6241.2 | 5981.15 | 5721.1
SIEMENS |  |  | BPZ:500-034860 | HCP Intelligent Control Point (1 year Warranty) |  | 5075 | - | 7612.5 | 6597.5 | 6597.5 | 6090 | 5836.25 | 5582.5
SIEMENS |  |  | S54370-B3-A1 | XTRI-S Single Input Monitor Module with Built-In Isolator (1 year Warranty) |  | 3096 | - | 4644 | 4024.8 | 4024.8 | 3715.2 | 3560.4 | 3405.6
SIEMENS |  |  | S54370-B2-A1 | XTRI-D Dual Input Monitor Module, with Built-In Isolator (1 year Warranty) |  | 4131 | - | 6196.5 | 5370.3 | 5370.3 | 4957.2 | 4750.65 | 4544.1
SIEMENS |  |  | S54370-B1-A1 | XTRI-R Single Input Monitor Module with Relay with Built-In Isolator (1 year Warranty) |  | 4185 | - | 6277.5 | 5440.5 | 5440.5 | 5022 | 4812.75 | 4603.5
SIEMENS |  |  | BPZ:500-034850 | HZM CONVENTIONAL ZONE MODULE (1 year Warranty) |  | 4913 | - | 7369.5 | 6386.9 | 6386.9 | 5895.6 | 5649.95 | 5404.3
SIEMENS |  |  | S54322-F4-A1 | FDCIO422 4 Input / 4 Output Monitor Module (1 year Warranty) |  | 12568 | - | 18852 | 16338.4 | 16338.4 | 15081.6 | 14453.2 | 13824.8
SIEMENS |  |  | S54339-A3-A1 | PAD-4-9A Complete 9 amp PAD-4 kit (enclosure, board, 300W power supply) (1 year Warranty) |  | 80872 | - | 121308 | 105133.6 | 105133.6 | 97046.4 | 93002.8 | 88959.2
SIEMENS |  |  | S54339-A1-A1 | PAD-4-6A Complete 6 amp PAD-4 kit (enclosure, board, 170W power supply) (1 year Warranty) |  | 51984 | - | 77976 | 67579.2 | 67579.2 | 62380.8 | 59781.6 | 57182.4
SIEMENS |  |  | S54400-A39-A1 | FCA2016-U1 RS485 class A module (iso.) (1 year Warranty) |  | 10328 | - | 15492 | 13426.4 | 13426.4 | 12393.6 | 11877.2 | 11360.8
SIEMENS |  |  | S54400-B16-A1 | FT2015-R3 Remote terminal (key, red) (1 year Warranty) |  | 46416 | - | 69624 | 60340.8 | 60340.8 | 55699.2 | 53378.4 | 51057.6
SIEMENS |  |  | S54400-A142-A1 | FT2007-U1 LED ANNUNCIATOR DRIVER (1 year Warranty) |  | 31075 | - | 46612.5 | 40397.5 | 40397.5 | 37290 | 35736.25 | 34182.5
SIEMENS |  |  | S54400-B73-A1 | FT2014-R3 Remote display (red) (1 year Warranty |  | 40313 | - | 60469.5 | 52406.9 | 52406.9 | 48375.6 | 46359.95 | 44344.3
SIEMENS |  |  | S54333-C92-A1 | FDAZ292 FDAZ292 ASD filter box (1 year Warranty) |  | 13399 | - | 20098.5 | 17418.7 | 17418.7 | 16078.8 | 15408.85 | 14738.9
SIEMENS |  |  | S54333-F17-A1 | FDA241 FDA241 Aspirating Smoke Detector (8H) (1 year Warranty) |  | 247395 | - | 371092.5 | 321613.5 | 321613.5 | 296874 | 284504.25 | 272134.5
SIEMENS |  |  | BPZ:500-699427 | PFT PORTABLE FIREFIGHTERS TELEPHONE FIELD MOUNTED (1 year Warranty |  | 8092 | - | 12138 | 10519.6 | 10519.6 | 9710.4 | 9305.8 | 8901.2
SIEMENS |  |  | BPZ:500-690975 | FJ-303 PHONE JACK FIELD MOUNTED (1 year Warranty) |  | 3645 | - | 5467.5 | 4738.5 | 4738.5 | 4374 | 4191.75 | 4009.5
SIEMENS |  |  | S54329-F99-A1 | SL2HSWR-F HORN STB WALL RED CLEAR FIRE (Made in Germany) (1 year Warranty) |  | 6425 | - | 9637.5 | 8352.5 | 8352.5 | 7710 | 7388.75 | 7067.5
SIEMENS |  |  | BPZ:500-033270 | RPM REMOTE PRINTER MODULE (RS232, PARALLEL PRINTER PORT) FIELD MOUNTED (1 year Warranty) |  | 64213 | - | 96319.5 | 83476.9 | 83476.9 | 77055.6 | 73844.95 | 70634.3
NUMENS |  |  | 261-001 |  |  | 1885.73 | - | 2828.595 | 2451.449 | 2451.449 | 2262.876 | 2168.5895 | 2074.303
NUMENS |  |  | 400-003 |  |  | 3902.98 | - | 5854.47 | 5073.874 | 5073.874 | 4683.576 | 4488.427 | 4293.278
NUMENS |  |  | 4000-14 |  |  | 2456.16 | - | 3684.24 | 3193.008 | 3193.008 | 2947.392 | 2824.584 | 2701.776
NUMENS |  |  | 767377 |  |  | 15449.28 | - | 23173.92 | 20084.064 | 20084.064 | 18539.136 | 17766.672 | 16994.208
NUMENS |  |  | 767408 |  |  | 17888.64 | - | 26832.96 | 23255.232 | 23255.232 | 21466.368 | 20571.936 | 19677.504
NUMENS |  |  | 767436 |  |  | 19514.88 | - | 29272.32 | 25369.344 | 25369.344 | 23417.856 | 22442.112 | 21466.368
NUMENS |  |  | 767467 |  |  | 5203.97 | - | 7805.955 | 6765.161 | 6765.161 | 6244.764 | 5984.5655 | 5724.367
NUMENS |  |  | 4001-13 |  |  | 8781.7 | - | 13172.55 | 11416.21 | 11416.21 | 10538.04 | 10098.955 | 9659.87
NUMENS |  |  | 767742 |  |  | 26019.84 | - | 39029.76 | 33825.792 | 33825.792 | 31223.808 | 29922.816 | 28621.824
NUMENS |  |  | 767773 |  |  | 6179.71 | - | 9269.565 | 8033.623 | 8033.623 | 7415.652 | 7106.6665 | 6797.681
NUMENS |  |  | 768015 |  |  | 26591.24 | - | 39886.86 | 34568.612 | 34568.612 | 31909.488 | 30579.926 | 29250.364
NUMENS |  |  | 768197 |  |  | 19819.43 | - | 29729.145 | 25765.259 | 25765.259 | 23783.316 | 22792.3445 | 21801.373
NUMENS |  |  | 768227 |  |  | 22258.79 | - | 33388.185 | 28936.427 | 28936.427 | 26710.548 | 25597.6085 | 24484.669
NUMENS |  |  | 768258 |  |  | 23885.03 | - | 35827.545 | 31050.539 | 31050.539 | 28662.036 | 27467.7845 | 26273.533
NUMENS |  |  | 4004-04/07 PSU |  |  | 3410 | - | 5115 | 4433 | 4433 | 4092 | 3921.5 | 3751
NUMENS |  |  | 768593 |  |  | 20187.92 | - | 30281.88 | 26244.296 | 26244.296 | 24225.504 | 23216.108 | 22206.712
NUMENS |  |  | 768624 |  |  | 22322.36 | - | 33483.54 | 29019.068 | 29019.068 | 26786.832 | 25670.714 | 24554.596
NUMENS |  |  | 768654 |  |  | 23745.32 | - | 35617.98 | 30868.916 | 30868.916 | 28494.384 | 27307.118 | 26119.852
NUMENS |  |  | 768685 |  |  | 29437.16 | - | 44155.74 | 38268.308 | 38268.308 | 35324.592 | 33852.734 | 32380.876
NUMENS |  |  | 768716 |  |  | 21406.49 | - | 32109.735 | 27828.437 | 27828.437 | 25687.788 | 24617.4635 | 23547.139
NUMENS |  |  | 401-001 |  |  | 19662.72 | - | 29494.08 | 25561.536 | 25561.536 | 23595.264 | 22612.128 | 21628.992
NUMENS |  |  | 402-001 |  |  | 3272.81 | - | 4909.215 | 4254.653 | 4254.653 | 3927.372 | 3763.7315 | 3600.091
NUMENS |  |  | 402-003 |  |  | 3272.81 | - | 4909.215 | 4254.653 | 4254.653 | 3927.372 | 3763.7315 | 3600.091
NUMENS |  |  | 407-001 |  |  | 20697.6 | - | 31046.4 | 26906.88 | 26906.88 | 24837.12 | 23802.24 | 22767.36
NUMENS |  |  | 407-002 |  |  | 452.76 | - | 679.14 | 588.588 | 588.588 | 543.312 | 520.674 | 498.036
NUMENS |  |  | 440-001 |  |  | 1166.83 | - | 1750.245 | 1516.879 | 1516.879 | 1400.196 | 1341.8545 | 1283.513
NUMENS |  |  | 440-002 |  |  | 1359.57 | - | 2039.355 | 1767.441 | 1767.441 | 1631.484 | 1563.5055 | 1495.527
NUMENS |  |  | 441-001 |  |  | 1192.7 | - | 1789.05 | 1550.51 | 1550.51 | 1431.24 | 1371.605 | 1311.97
NUMENS |  |  | 442-001 |  |  | 905.52 | - | 1358.28 | 1177.176 | 1177.176 | 1086.624 | 1041.348 | 996.072
NUMENS |  |  | 442-003 |  |  | 1138.37 | - | 1707.555 | 1479.881 | 1479.881 | 1366.044 | 1309.1255 | 1252.207
NUMENS |  |  | 442-004 |  |  | 1209.52 | - | 1814.28 | 1572.376 | 1572.376 | 1451.424 | 1390.948 | 1330.472
NUMENS |  |  | 447-006 |  |  | 2703.62 | - | 4055.43 | 3514.706 | 3514.706 | 3244.344 | 3109.163 | 2973.982
NUMENS |  |  | 460-002 |  |  | 924.92 | - | 1387.38 | 1202.396 | 1202.396 | 1109.904 | 1063.658 | 1017.412
NUMENS |  |  | 460-007 |  |  | 142.3 | - | 213.45 | 184.99 | 184.99 | 170.76 | 163.645 | 156.53
NUMENS |  |  | 460-009 |  |  | 3984.29 | - | 5976.435 | 5179.577 | 5179.577 | 4781.148 | 4581.9335 | 4382.719
NUMENS |  |  | 463-001 |  |  | 1262.55 | - | 1893.825 | 1641.315 | 1641.315 | 1515.06 | 1451.9325 | 1388.805
NUMENS |  |  | 487-004 |  |  | 170.76 | - | 256.14 | 221.988 | 221.988 | 204.912 | 196.374 | 187.836
NUMENS |  |  | 487-005 |  |  | 192.75 | - | 289.125 | 250.575 | 250.575 | 231.3 | 221.6625 | 212.025
NUMENS |  |  | 487-007 |  |  | 192.75 | - | 289.125 | 250.575 | 250.575 | 231.3 | 221.6625 | 212.025
NUMENS |  |  | 1497921 |  |  | 4268.88 | - | 6403.32 | 5549.544 | 5549.544 | 5122.656 | 4909.212 | 4695.768
NUMENS |  |  | 1497952 |  |  | 2328.48 | - | 3492.72 | 3027.024 | 3027.024 | 2794.176 | 2677.752 | 2561.328
NUMENS |  |  | 1498013 |  |  | 7114.8 | - | 10672.2 | 9249.24 | 9249.24 | 8537.76 | 8182.02 | 7826.28
NUMENS |  |  | 1498043 |  |  | 2910.6 | - | 4365.9 | 3783.78 | 3783.78 | 3492.72 | 3347.19 | 3201.66
NUMENS |  |  | 1498074 |  |  | 17075.52 | - | 25613.28 | 22198.176 | 22198.176 | 20490.624 | 19636.848 | 18783.072
NUMENS |  |  | 1498258 |  |  | 25869.41 | - | 38804.115 | 33630.233 | 33630.233 | 31043.292 | 29749.8215 | 28456.351
NUMENS |  |  | 1498317 |  |  | 6518.45 | - | 9777.675 | 8473.985 | 8473.985 | 7822.14 | 7496.2175 | 7170.295
NUMENS |  |  | 1498500 |  |  | 8727.92 | - | 13091.88 | 11346.296 | 11346.296 | 10473.504 | 10037.108 | 9600.712
NUMENS |  |  | 1498957 |  |  | 43666.76 | - | 65500.14 | 56766.788 | 56766.788 | 52400.112 | 50216.774 | 48033.436
NUMENS |  |  | 1499017 |  |  | 50045.86 | - | 75068.79 | 65059.618 | 65059.618 | 60055.032 | 57552.739 | 55050.446
NUMENS |  |  | 620-002 |  |  | 967.61 | - | 1451.415 | 1257.893 | 1257.893 | 1161.132 | 1112.7515 | 1064.371
NUMENS |  |  | 620-003 |  |  | 1109.91 | - | 1664.865 | 1442.883 | 1442.883 | 1331.892 | 1276.3965 | 1220.901
NUMENS |  |  | 621-002 |  |  | 2632.48 | - | 3948.72 | 3422.224 | 3422.224 | 3158.976 | 3027.352 | 2895.728
NUMENS |  |  | 621-006 |  |  | 2774.77 | - | 4162.155 | 3607.201 | 3607.201 | 3329.724 | 3190.9855 | 3052.247
NUMENS |  |  | 621-007 |  |  | 2561.33 | - | 3841.995 | 3329.729 | 3329.729 | 3073.596 | 2945.5295 | 2817.463
NUMENS |  |  | 622-001 |  |  | 2845.92 | - | 4268.88 | 3699.696 | 3699.696 | 3415.104 | 3272.808 | 3130.512
NUMENS |  |  | 640-001 |  |  | 2561.33 | - | 3841.995 | 3329.729 | 3329.729 | 3073.596 | 2945.5295 | 2817.463
NUMENS |  |  | 640-004 |  |  | 2988.22 | - | 4482.33 | 3884.686 | 3884.686 | 3585.864 | 3436.453 | 3287.042
NUMENS |  |  | 641-003 |  |  | 2774.77 | - | 4162.155 | 3607.201 | 3607.201 | 3329.724 | 3190.9855 | 3052.247
NUMENS |  |  | 641-006 |  |  | 4482.32 | - | 6723.48 | 5827.016 | 5827.016 | 5378.784 | 5154.668 | 4930.552
NUMENS |  |  | 660-001 |  |  | 2276.74 | - | 3415.11 | 2959.762 | 2959.762 | 2732.088 | 2618.251 | 2504.414
NUMENS |  |  | 680-001 |  |  | 1422.96 | - | 2134.44 | 1849.848 | 1849.848 | 1707.552 | 1636.404 | 1565.256
NUMENS |  |  | 682-002 |  |  | 156.24 | - | 234.36 | 203.112 | 203.112 | 187.488 | 179.676 | 171.864
NUMENS |  |  | 684-001 |  |  | 4268.88 | - | 6403.32 | 5549.544 | 5549.544 | 5122.656 | 4909.212 | 4695.768
NUMENS |  |  | CN3021 |  |  | 186.28 | - | 279.42 | 242.164 | 242.164 | 223.536 | 214.222 | 204.908
NUMENS |  |  | CN3023 |  |  | 170.76 | - | 256.14 | 221.988 | 221.988 | 204.912 | 196.374 | 187.836
NUMENS |  |  | CN302A |  |  | 170.76 | - | 256.14 | 221.988 | 221.988 | 204.912 | 196.374 | 187.836
NUMENS |  |  | CN3041 |  |  | 228.97 | - | 343.455 | 297.661 | 297.661 | 274.764 | 263.3155 | 251.867
NUMENS |  |  | CN3043 |  |  | 213.44 | - | 320.16 | 277.472 | 277.472 | 256.128 | 245.456 | 234.784
NUMENS |  |  | CN304A |  |  | 213.44 | - | 320.16 | 277.472 | 277.472 | 256.128 | 245.456 | 234.784
NUMENS |  |  | HNA-360-H2 |  |  | 1940.4 | - | 2910.6 | 2522.52 | 2522.52 | 2328.48 | 2231.46 | 2134.44
NUMENS |  |  | HNA-360-HL |  |  | 1992.14 | - | 2988.21 | 2589.782 | 2589.782 | 2390.568 | 2290.961 | 2191.354
NUMENS |  |  | HNC-310-H2 |  |  | 768.4 | - | 1152.6 | 998.92 | 998.92 | 922.08 | 883.66 | 845.24
NUMENS |  |  | HNC-310-H2-U |  |  | 782.63 | - | 1173.945 | 1017.419 | 1017.419 | 939.156 | 900.0245 | 860.893
NUMENS |  |  | HNC-310-HL |  |  | 825.32 | - | 1237.98 | 1072.916 | 1072.916 | 990.384 | 949.118 | 907.852
NUMENS |  |  | HNC-310-HR |  |  | 910.69 | - | 1366.035 | 1183.897 | 1183.897 | 1092.828 | 1047.2935 | 1001.759
NUMENS |  |  | SNA-360-C2 |  |  | 2237.93 | - | 3356.895 | 2909.309 | 2909.309 | 2685.516 | 2573.6195 | 2461.723
NUMENS |  |  | SNA-360-CL |  |  | 2289.67 | - | 3434.505 | 2976.571 | 2976.571 | 2747.604 | 2633.1205 | 2518.637
NUMENS |  |  | SNC-300-C2-U |  |  | 1052.99 | - | 1579.485 | 1368.887 | 1368.887 | 1263.588 | 1210.9385 | 1158.289
NUMENS |  |  | SNC-300-CL-U |  |  | 1109.91 | - | 1664.865 | 1442.883 | 1442.883 | 1331.892 | 1276.3965 | 1220.901
NUMENS |  |  | SNC-300-S2 |  |  | 868.01 | - | 1302.015 | 1128.413 | 1128.413 | 1041.612 | 998.2115 | 954.811
NUMENS |  |  | SNC-300-S2-U |  |  | 875.77 | - | 1313.655 | 1138.501 | 1138.501 | 1050.924 | 1007.1355 | 963.347
NUMENS |  |  | SND-500-S |  |  | 480.48 | - | 720.72 | 624.624 | 624.624 | 576.576 | 552.552 | 528.528
COOPER | CONVENTIONAL | NON UL | FX2202/CF-CPD | Fire Alarm Control Panel 2 zones (no warranty) |  | 17095.68 | - | 25643.52 | 22224.384 | 22224.384 | 20514.816 | 19660.032 | 18805.248
COOPER | CONVENTIONAL | NON UL | FX2202/CF-CPD | Fire Alarm Control Panel 2 zones w/ AVR (w/ warranty) |  | 20052.48 | - | 30078.72 | 26068.224 | 26068.224 | 24062.976 | 23060.352 | 22057.728
COOPER | CONVENTIONAL | NON UL | FX2204/CF-CPD | Fire Alarm Control Panel 4 zones (no warranty) |  | 20256 | - | 30384 | 26332.8 | 26332.8 | 24307.2 | 23294.4 | 22281.6
COOPER | CONVENTIONAL | NON UL | FX2204/CF-CPD | Fire Alarm Control Panel 4 zones w/AVR (w/ warranty) |  | 20256 | - | 30384 | 26332.8 | 26332.8 | 24307.2 | 23294.4 | 22281.6
COOPER |  |  | EFBW8ZFLEXI | EATON BIWIRE 8-ZONE PANEL W/ BATTERY & 500W AVR | Replacement unit of FX2208/CF-CPD | 31730 | - | 47595 | 41249 | 41249 | 38076 | 36489.5 | 34903
COOPER | CONVENTIONAL | NON UL | EFCV8Z | Fire Alarm Control Panel 8 zones (no warranty) |  | 29568 | - | 44352 | 38438.4 | 38438.4 | 35481.6 | 34003.2 | 32524.8
COOPER | CONVENTIONAL | NON UL | EFCV8Z | Fire Alarm Control Panel 8 zones w/ AVR (w/ warranty) |  | 33739.78 | - | 50609.67 | 43861.714 | 43861.714 | 40487.736 | 38800.747 | 37113.758
COOPER | CONVENTIONAL | NON UL | CF50016 | Fire Alarm Control Panel 16 zones (no warranty) |  | 58598.4 | - | 87897.6 | 76177.92 | 76177.92 | 70318.08 | 67388.16 | 64458.24
COOPER | CONVENTIONAL | NON UL | CF50016 | Fire Alarm Control Panel 16 zones w/ AVR (w/ warranty) w/relay board |  | 63006.72 | - | 94510.08 | 81908.736 | 81908.736 | 75608.064 | 72457.728 | 69307.392
COOPER | CONVENTIONAL | NON UL | CPD-321 + CDBB-300 | Photoelectric Smoke Detector + CDBB300 Base | Other Model: EFXN533 + EFXN520 | 1935 | - | 2902.5 | 2515.5 | 2515.5 | 2322 | 2225.25 | 2128.5
COOPER | CONVENTIONAL | NON UL | CDBB-300 / EFXN520 | COOPER FIRE MOUNTING LOCKING BASE |  | 365 | - | 547.5 | 474.5 | 474.5 | 438 | 419.75 | 401.5
COOPER | CONVENTIONAL | NON UL | CXN-623 | Photoelectric Smoke Detector |  | 1800.96 | - | 2701.44 | 2341.248 | 2341.248 | 2161.152 | 2071.104 | 1981.056
COOPER | CONVENTIONAL | NON UL | CPT-341 | Combined Photo Thermal Smoke Detector |  | 1843.97 | - | 2765.955 | 2397.161 | 2397.161 | 2212.764 | 2120.5655 | 2028.367
COOPER | CONVENTIONAL | NON UL | CFR-330 | Rate of Rise Heat Detector w/base 60deg. C |  | 1236.48 | - | 1854.72 | 1607.424 | 1607.424 | 1483.776 | 1421.952 | 1360.128
COOPER | CONVENTIONAL | NON UL | CMT-360/EFXN524 | COOPER FIRE MEDIUM RESPONSE HEAT DETECTOR |  | 1160 | - | 1740 | 1508 | 1508 | 1392 | 1334 | 1276
COOPER | CONVENTIONAL | NON UL | CHT-390 | Heat Detector High Temperature (92°c) w/base |  | 1236.48 | - | 1854.72 | 1607.424 | 1607.424 | 1483.776 | 1421.952 | 1360.128
COOPER | CONVENTIONAL | NON UL | CX-201 | Convntionl Manual Callpoint w/back box + Hinged Plastic Cover + Bezel for Flush Mount (to cover 2x4 utility box) MBGHCC+MBGBEZ |  | 1677.31 | - | 2515.965 | 2180.503 | 2180.503 | 2012.772 | 1928.9065 | 1845.041
COOPER | CONVENTIONAL | NON UL | CFB6D24 | Alarm Bell 24VDC Solenoid 6" 95DB |  | 1774.08 | - | 2661.12 | 2306.304 | 2306.304 | 2128.896 | 2040.192 | 1951.488
COOPER | CONVENTIONAL | NON UL | CFB8D24 | Alarm Bell 24VDC Solenoid 8" 97DB |  | 1300.99 | - | 1951.485 | 1691.287 | 1691.287 | 1561.188 | 1496.1385 | 1431.089
COOPER | CONVENTIONAL | NON UL | HNR | Sounder |  | 2000 | - | 3000 | 2600 | 2600 | 2400 | 2300 | 2200
COOPER | CONVENTIONAL | NON UL | HSR | Sounder/Beacon |  | 4104 | - | 6156 | 5335.2 | 5335.2 | 4924.8 | 4719.6 | 4514.4
COOPER | CONVENTIONAL | NON UL | FL-RL-R-S | Flashni 32 tone Horn Sounder w/Strobe (Shallow Base) |  | 3333.12 | - | 4999.68 | 4333.056 | 4333.056 | 3999.744 | 3833.088 | 3666.432
COOPER | CONVENTIONAL | NON UL | FL-RL-R-D | Flashni 32 tone Horn Sounder w/Strobe (Deep Base) surface mount |  | 4085.76 | - | 6128.64 | 5311.488 | 5311.488 | 4902.912 | 4698.624 | 4494.336
COOPER | CONVENTIONAL | NON UL | ROLP-R-S | Roshni 32 tone Horn Sounder 24VDC 102 DB Surface Mouny |  | 1042.94 | - | 1564.41 | 1355.822 | 1355.822 | 1251.528 | 1199.381 | 1147.234
COOPER | CONVENTIONAL | NON UL | MXB-124DB | Xenon Strobe Light 1W Flush Mount |  | 3010.56 | - | 4515.84 | 3913.728 | 3913.728 | 3612.672 | 3462.144 | 3311.616
COOPER | CONVENTIONAL | NON UL | BW0B8Z | Relay Board for Annunciator for 8 zones |  | 5268.48 | - | 7902.72 | 6849.024 | 6849.024 | 6322.176 | 6058.752 | 5795.328
COOPER | CONVENTIONAL | NON UL | MDS-824 | Base Mountable Sounder |  | 3763.2 | - | 5644.8 | 4892.16 | 4892.16 | 4515.84 | 4327.68 | 4139.52
COOPER | CONVENTIONAL | NON UL | MBD-50R/MRBFP | Reflective Beam Detector 50M w/Mounting Bracket for MBD50R |  | 63275.52 | - | 94913.28 | 82258.176 | 82258.176 | 75930.624 | 72766.848 | 69603.072
COOPER | CONVENTIONAL | NON UL | MBD-100R/MRBFP | Reflective Beam Detector 50M w/Mounting Bracket for MBD100R |  | 65963.52 | - | 98945.28 | 85752.576 | 85752.576 | 79156.224 | 75858.048 | 72559.872
COOPER | CONVENTIONAL | NON UL | FX-251/C | Remote LED Indicator for (Doors/Hallways & Remote Areas) |  | 967.68 | - | 1451.52 | 1257.984 | 1257.984 | 1161.216 | 1112.832 | 1064.448
COOPER | CONVENTIONAL | NON UL | CIR-301 | Remote LED Indicator for (Doors/Hallways & Remote Areas) IP66 |  | 779.52 | - | 1169.28 | 1013.376 | 1013.376 | 935.424 | 896.448 | 857.472
COOPER | CONVENTIONAL | NON UL | EOLM | Active end of Line Resistor |  | 700 | - | 1050 | 910 | 910 | 840 | 805 | 770
COOPER | CONVENTIONAL | NON UL | SD1-EUR | Speech Dialer |  | 15052.8 | - | 22579.2 | 19568.64 | 19568.64 | 18063.36 | 17310.72 | 16558.08
COOPER | CONVENTIONAL | NON UL | SQ-/03/W | Ceiling Sounder Base for attachment to any detector |  | 736.51 | - | 1104.765 | 957.463 | 957.463 | 883.812 | 846.9865 | 810.161
COOPER | CONVENTIONAL | NON UL | SQ-/05/W | Ceiling Sounder Base for attachment to any detector |  | 736.51 | - | 1104.765 | 957.463 | 957.463 | 883.812 | 846.9865 | 810.161
COOPER | CONVENTIONAL | NON UL | CX-009 | Hi-Output Sounder 102DB |  | 4924.42 | - | 7386.63 | 6401.746 | 6401.746 | 5909.304 | 5663.083 | 5416.862
COOPER | CONVENTIONAL | NON UL | MBG-HCC | Hinged Transparent Plastic Cover Only |  | 365.57 | - | 548.355 | 475.241 | 475.241 | 438.684 | 420.4055 | 402.127
COOPER | CONVENTIONAL | NON UL | MBGBEZ | Bezel for Flush Mount Call Point Only |  | 451.58 | - | 677.37 | 587.054 | 587.054 | 541.896 | 519.317 | 496.738
COOPER | CONVENTIONAL | NON UL | MBG-118 | Replacement Glass Only |  | 128 | - | 192 | 166.4 | 166.4 | 153.6 | 147.2 | 140.8
COOPER | CONVENTIONAL | NON UL | Y3.2-12 | Yuasa lead Acid Battery 12V 3.2Ah |  | 1182.72 | - | 1774.08 | 1537.536 | 1537.536 | 1419.264 | 1360.128 | 1300.992
COOPER | CONVENTIONAL | NON UL | Y2.1-12 | Yuasa lead Acid Battery 12V 12 Ah |  | 1344 | - | 2016 | 1747.2 | 1747.2 | 1612.8 | 1545.6 | 1478.4
COOPER | ADDRESSABLE | NON UL | CF-1100VDS | Fire Alarm Control Panel Addressble 1 loop w/ AVR with warranty) |  | 77145.6 | - | 115718.4 | 100289.28 | 100289.28 | 92574.72 | 88717.44 | 84860.16
COOPER | ADDRESSABLE | NON UL | CF-1200VDS | Fire Alarm Control Panel Addressble 2loops (No warranty) |  | 88381.44 | - | 132572.16 | 114895.872 | 114895.872 | 106057.728 | 101638.656 | 97219.584
COOPER | ADDRESSABLE | NON UL | CF-1200VDS | Fire Alarm Control Panel Addressble 2 loops w/ AVR with warranty) |  | 78256 | - | 117384 | 101732.8 | 101732.8 | 93907.2 | 89994.4 | 86081.6
COOPER | ADDRESSABLE | NON UL | CF-1200VDSNC | Fire Alarm Control Panel Addressble 2 loops w/ AVR with warranty) w/ Network Card |  | 111056 | - | 166584 | 144372.8 | 144372.8 | 133267.2 | 127714.4 | 122161.6
COOPER | ADDRESSABLE | NON UL | CF-30002G | Fire Alarm Control Panel 2 loops up to 200 addresses per loop w/ AVR with warranty) |  | 172978.18 | - | 259467.27 | 224871.634 | 224871.634 | 207573.816 | 198924.907 | 190275.998
COOPER | ADDRESSABLE | NON UL | CF-30002GNC | Fire Alarm Control Panel 2 loops up to 200 addresses per loop w/ AVR with warranty) w/ Network Card |  | 191256.58 | - | 286884.87 | 248633.554 | 248633.554 | 229507.896 | 219945.067 | 210382.238
COOPER | ADDRESSABLE | NON UL | CF-30004G | Fire Alarm Control Panel 4 loops up to 200 addresses per loop w/ AVR with warranty) |  | 188783.62 | - | 283175.43 | 245418.706 | 245418.706 | 226540.344 | 217101.163 | 207661.982
COOPER | ADDRESSABLE | NON UL | CF-30004GNC | Fire Alarm Control Panel 4 loops up to 200 addresses per loop w/ AVR with warranty) w/ Network Card |  | 207062.02 | - | 310593.03 | 269180.626 | 269180.626 | 248474.424 | 238121.323 | 227768.222
COOPER | ADDRESSABLE | NON UL | CF-30004GP | Fire Alarm Control Panel 4 loops up to 200 addresses per loop w/ AVR with warranty) w/ Printer |  | 214910.98 | - | 322366.47 | 279384.274 | 279384.274 | 257893.176 | 247147.627 | 236402.078
COOPER | ADDRESSABLE | NON UL | CF-30004GPNC | Fire Alarm Control Panel 4 loops up to 200 addresses per loop w/ AVR with warranty) w/ Printer w/ Network Card |  | 233189.38 | - | 349784.07 | 303146.194 | 303146.194 | 279827.256 | 268167.787 | 256508.318
COOPER | ADDRESSABLE | NON UL | CAP-320 | Smoke Photoelectric Detector Headsw/base CAB-300 |  | 3515 | - | 5272.5 | 4569.5 | 4569.5 | 4218 | 4042.25 | 3866.5
COOPER | ADDRESSABLE | NON UL | CAPT-340 | Combined Photo Thermal Detector Heads w/ base CAB-300 |  | 4115 | - | 6172.5 | 5349.5 | 5349.5 | 4938 | 4732.25 | 4526.5
COOPER | ADDRESSABLE | NON UL | CAH-330 | Heat Multi Mode Detector Heads w/Base CAB-300 |  | 3053.57 | - | 4580.355 | 3969.641 | 3969.641 | 3664.284 | 3511.6055 | 3358.927
COOPER | ADDRESSABLE | NON UL | CBG-370S | Addressble Manual Call Point + MBGHXCC Hinged Plastic + MBGBEZ Bezel for Flush Mount Call Point |  | 4687.87 | - | 7031.805 | 6094.231 | 6094.231 | 5625.444 | 5391.0505 | 5156.657
COOPER | ADDRESSABLE | NON UL | CAS-380 | Sounder Base ceiling Mount 95db |  | 4096.51 | - | 6144.765 | 5325.463 | 5325.463 | 4915.812 | 4710.9865 | 4506.161
COOPER | ADDRESSABLE | NON UL | CAS-381 | 3 tone Sounder wall mount 100DB |  | 4515.84 | - | 6773.76 | 5870.592 | 5870.592 | 5419.008 | 5193.216 | 4967.424
COOPER | ADDRESSABLE | NON UL | CASB-383 | COOPER 3-TONE COMBINATION SOUNDER & BEACON 100dB |  | 7900 | - | 11850 | 10270 | 10270 | 9480 | 9085 | 8690
COOPER | ADDRESSABLE | NON UL | MIU-871 | Zone monitor Module |  | 3171.84 | - | 4757.76 | 4123.392 | 4123.392 | 3806.208 | 3647.616 | 3489.024
COOPER | ADDRESSABLE | NON UL | MIU-872X | Compact Zone Monitor Module used with 20 Conv. Detectors & unlimited no. of Call points |  | 2849.28 | - | 4273.92 | 3704.064 | 3704.064 | 3419.136 | 3276.672 | 3134.208
COOPER | ADDRESSABLE | NON UL | MCIM | Input Modules Consume 3 addresses |  | 2526.72 | - | 3790.08 | 3284.736 | 3284.736 | 3032.064 | 2905.728 | 2779.392
COOPER | ADDRESSABLE | NON UL | MCIM-C | Input Modules Consume 1 address |  | 2526.72 | - | 3790.08 | 3284.736 | 3284.736 | 3032.064 | 2905.728 | 2779.392
COOPER | ADDRESSABLE | NON UL | MCIM-NF | Non Fire Input (Required per zone of conv. Call points, flow switch, tamper switch |  | 2526.72 | - | 3790.08 | 3284.736 | 3284.736 | 3032.064 | 2905.728 | 2779.392
COOPER | ADDRESSABLE | NON UL | MCOM-S | Control Modules consume 1 address (use for Conv bels Sounders, Beacons, fans,blowers requires separate 24VDC power supply at times) |  | 2526.72 | - | 3790.08 | 3284.736 | 3284.736 | 3032.064 | 2905.728 | 2779.392
COOPER | ADDRESSABLE | NON UL | CSI-350-X | Spur Isolator Unit Soft address , Single Address, Integral Short Circuit Isolator |  | 5806.08 | - | 8709.12 | 7547.904 | 7547.904 | 6967.296 | 6676.992 | 6386.688
COOPER | ADDRESSABLE | NON UL | MIO--1240 | 1 -channel I/O Interface (mains rated 240V 1A) |  | 9031.68 | - | 13547.52 | 11741.184 | 11741.184 | 10838.016 | 10386.432 | 9934.848
COOPER | ADDRESSABLE | NON UL | MIO-324 | 3-channel I/O interface |  | 10321.92 | - | 15482.88 | 13418.496 | 13418.496 | 12386.304 | 11870.208 | 11354.112
COOPER | ADDRESSABLE | NON UL | CIO-351 | Modules for sprinkler, magnetic door contact & other motor loads |  | 11827.2 | - | 17740.8 | 15375.36 | 15375.36 | 14192.64 | 13601.28 | 13009.92
COOPER | ADDRESSABLE | NON UL | MSU-840 | Shop interface Unit |  | 13224.96 | - | 19837.44 | 17192.448 | 17192.448 | 15869.952 | 15208.704 | 14547.456
COOPER | ADDRESSABLE | NON UL | CF-300PRG | Loop Connected Repeater Panel |  | 53760 | - | 80640 | 69888 | 69888 | 64512 | 61824 | 59136
COOPER | ADDRESSABLE | NON UL | CF-300PRGNC | Loop Connected Repeater Panel w/ Network Card |  | 61160 | - | 91740 | 79508 | 79508 | 73392 | 70334 | 67276
COOPER | ADDRESSABLE | NON UL | MAB-50R | Reflective Beam Detector 50R w/Mounting Bracket |  | 63275.52 | - | 94913.28 | 82258.176 | 82258.176 | 75930.624 | 72766.848 | 69603.072
COOPER | ADDRESSABLE | NON UL | MAB-100R | Reflective Beam Detector 100R w/Mounting Bracket |  | 77253.12 | - | 115879.68 | 100429.056 | 100429.056 | 92703.744 | 88841.088 | 84978.432
COOPER | ADDRESSABLE | NON UL | ZPCB2252-MMR | Master Relay Mimic Driver for 32 Programmable I/O (used if annunciator is 32 zones , annunciator is required) |  | 39244.8 | - | 58867.2 | 51018.24 | 51018.24 | 47093.76 | 45131.52 | 43169.28
COOPER | ADDRESSABLE | NON UL | ZPCB2252-MSR | Slave Relay mimic driver for 32 programmable I/O |  | 29568 | - | 44352 | 38438.4 | 38438.4 | 35481.6 | 34003.2 | 32524.8
COOPER | ADDRESSABLE | NON UL | ECO-232 | Monitor Software |  | 59673.6 | - | 89510.4 | 77575.68 | 77575.68 | 71608.32 | 68624.64 | 65640.96
COOPER | ADDRESSABLE | NON UL | USBINT2 | USB Analog System Panel Interface |  | 18816 | - | 28224 | 24460.8 | 24460.8 | 22579.2 | 21638.4 | 20697.6
COOPER | CONVENTIONAL | UL | UCPD-2W | Photoelectric Smoke Detector |  | 1600 | - | 2400 | 2080 | 2080 | 1920 | 1840 | 1760
COOPER | CONVENTIONAL | UL | UCHR-2W | Rate of Rise Heat Detector 135 deg. F |  | 1280 | - | 1920 | 1664 | 1664 | 1536 | 1472 | 1408
COOPER | CONVENTIONAL | UL | UCHT-2W | Fixed Heat Detector , 135 deg. F (2 wire) |  | 1913.86 | - | 2870.79 | 2488.018 | 2488.018 | 2296.632 | 2200.939 | 2105.246
COOPER | CONVENTIONAL | UL | CB-2E | Detector base only |  | 308 | - | 462 | 400.4 | 400.4 | 369.6 | 354.2 | 338.8
COOPER | CONVENTIONAL | UL | SG42BK2 | Manual Pull Statio, SPST Single Action |  | 2888 | - | 4332 | 3754.4 | 3754.4 | 3465.6 | 3321.2 | 3176.8
COOPER | CONVENTIONAL | UL | ZRS-MCW-FR | Synchronized Strobe wall mount |  | 1913.86 | - | 2870.79 | 2488.018 | 2488.018 | 2296.632 | 2200.939 | 2105.246
COOPER | CONVENTIONAL | UL | STR | Synchronized Strobe wall mount (Snap) |  | 4166.4 | - | 6249.6 | 5416.32 | 5416.32 | 4999.68 | 4791.36 | 4583.04
COOPER | CONVENTIONAL | UL | HSR/CN127249 | Horn Sounder w/strobe wall mount (Snap) |  | 6048 | - | 9072 | 7862.4 | 7862.4 | 7257.6 | 6955.2 | 6652.8
COOPER | CONVENTIONAL | UL | HNR | Horn Sounder 105db wall mount |  | 2000 | - | 3000 | 2600 | 2600 | 2400 | 2300 | 2200
COOPER | CONVENTIONAL | UL | E70-24MCW-FR | Cooper-Wheelock wall Speaker strobe |  | 5160.96 | - | 7741.44 | 6709.248 | 6709.248 | 6193.152 | 5935.104 | 5677.056
COOPER | CONVENTIONAL | UL | E70-24MCW-FR | Cooper-Wheelock wall Speaker strobe w/back box |  | 5967.36 | - | 8951.04 | 7757.568 | 7757.568 | 7160.832 | 6862.464 | 6564.096
COOPER | CONVENTIONAL | UL | CFB6D24 | Alarm Bell 24VDC Solenoid 6" 95DB |  | 1075.2 | - | 1612.8 | 1397.76 | 1397.76 | 1290.24 | 1236.48 | 1182.72
COOPER |  |  | HNR/CN126292 | COOPER HORN, WALL MOUNT SNAP BASE |  | 2166 | - | 3249 | 2815.8 | 2815.8 | 2599.2 | 2490.9 | 2382.6
COOPER | CONVENTIONAL | UL | CFB8D24 | Alarm Bell 24VDC Solenoid 8" 97DB |  | 929.28 | - | 1393.92 | 1208.064 | 1208.064 | 1115.136 | 1068.672 | 1022.208
COOPER | ADDRESSABLE | UL | ULCF30002G | Fire Alarm Control Panel 2 loops up to 200 addresses per loop (No warranty) |  | 183859.2 | - | 275788.8 | 239016.96 | 239016.96 | 220631.04 | 211438.08 | 202245.12
COOPER | ADDRESSABLE | UL | ULCF30002G | Fire Alarm Control Panel 2 loops up to 200 addresses per loop w/ AVR with warranty) |  | 188030.98 | - | 282046.47 | 244440.274 | 244440.274 | 225637.176 | 216235.627 | 206834.078
COOPER | ADDRESSABLE | UL | ULCF30002GNC | Fire Alarm Control Panel 2 loops up to 200 addresses per loop (No warranty) w/ Networl Card |  | 215147.52 | - | 322721.28 | 279691.776 | 279691.776 | 258177.024 | 247419.648 | 236662.272
COOPER | ADDRESSABLE | UL | ULCF30002GNC | Fire Alarm Control Panel 2 loops up to 200 addresses per loop w/ AVR with warranty) w/networkCard |  | 219319.3 | - | 328978.95 | 285115.09 | 285115.09 | 263183.16 | 252217.195 | 241251.23
COOPER | ADDRESSABLE | UL | ULCF30002GP | Fire Alarm Control Panel 2 loops up to 200 addresses per loop (No warranty) w/ Printer |  | 209986.56 | - | 314979.84 | 272982.528 | 272982.528 | 251983.872 | 241484.544 | 230985.216
COOPER | ADDRESSABLE | UL | ULCF30002GP | Fire Alarm Control Panel 2 loops up to 200 addresses per loop w/ AVR with warranty) w/Printer |  | 214158.34 | - | 321237.51 | 278405.842 | 278405.842 | 256990.008 | 246282.091 | 235574.174
COOPER | ADDRESSABLE | UL | ULCF30002GPNC | Fire Alarm Control Panel 2 loops up to 200 addresses per loop (No warranty) w/ Printer & Network Card |  | 241274.88 | - | 361912.32 | 313657.344 | 313657.344 | 289529.856 | 277466.112 | 265402.368
COOPER | ADDRESSABLE | UL | ULCF30002GPNC | Fire Alarm Control Panel 2 loops up to 200 addresses per loop w/ AVR with warranty) w/Printer & Network Card |  | 245446.66 | - | 368169.99 | 319080.658 | 319080.658 | 294535.992 | 282263.659 | 269991.326
COOPER | ADDRESSABLE | UL | ULCF-30004G | Fire Alarm Control Panel 4 loops up to 200 addresses per loop (No warranty) |  | 203212.8 | - | 304819.2 | 264176.64 | 264176.64 | 243855.36 | 233694.72 | 223534.08
COOPER | ADDRESSABLE | UL | ULCF-30004G | Fire Alarm Control Panel 4 loops up to 200 addresses per loop w/ AVR with warranty) |  | 207384.58 | - | 311076.87 | 269599.954 | 269599.954 | 248861.496 | 238492.267 | 228123.038
COOPER | ADDRESSABLE | UL | ULCF-30004GNC | Fire Alarm Control Panel 4 loops up to 200 addresses per loop (No warranty) w/Network Card |  | 234501.12 | - | 351751.68 | 304851.456 | 304851.456 | 281401.344 | 269676.288 | 257951.232
COOPER | ADDRESSABLE | UL | ULCF-30004GNC | Fire Alarm Control Panel 4 loops up to 200 addresses per loop w/ AVR with warranty) w/ Network Card |  | 238672.9 | - | 358009.35 | 310274.77 | 310274.77 | 286407.48 | 274473.835 | 262540.19
COOPER | ADDRESSABLE | UL | ULCF-30004GP | Fire Alarm Control Panel 4 loops up to 200 addresses per loop (No warranty) w/Printer |  | 229340.16 | - | 344010.24 | 298142.208 | 298142.208 | 275208.192 | 263741.184 | 252274.176
COOPER | ADDRESSABLE | UL | ULCF-30004GP | Fire Alarm Control Panel 4 loops up to 200 addresses per loop w/ AVR with warranty) w/ Printer |  | 233511.94 | - | 350267.91 | 303565.522 | 303565.522 | 280214.328 | 268538.731 | 256863.134
COOPER | ADDRESSABLE | UL | ULCF-30004GPNC | Fire Alarm Control Panel 4 loops up to 200 addresses per loop (No warranty) w/Printer & Network Card |  | 260628.48 | - | 390942.72 | 338817.024 | 338817.024 | 312754.176 | 299722.752 | 286691.328
COOPER | ADDRESSABLE | UL | ULCF-30004GPNC | Fire Alarm Control Panel 4 loops up to 200 addresses per loop w/ AVR with warranty) w/ Printer & Network Card |  | 264800.26 | - | 397200.39 | 344240.338 | 344240.338 | 317760.312 | 304520.299 | 291280.286
COOPER | ADDRESSABLE | UL | DF6000PKIT | Standard Printer for ULCF3000/CF3000 |  | 15640 | - | 23460 | 20332 | 20332 | 18768 | 17986 | 17204
COOPER | ADDRESSABLE | UL | YPCBNCDR | Network card for UL Series |  | 31288.32 | - | 46932.48 | 40674.816 | 40674.816 | 37545.984 | 35981.568 | 34417.152
COOPER | ADDRESSABLE | UL | ULCF3000PRG | Loop Repeater |  | 52147.2 | - | 78220.8 | 67791.36 | 67791.36 | 62576.64 | 59969.28 | 57361.92
COOPER | ADDRESSABLE | UL | ULCTPR3000 | Touch Screen Repeater Panel w/Network Card |  | 69242.88 | - | 103864.32 | 90015.744 | 90015.744 | 83091.456 | 79629.312 | 76167.168
COOPER | ADDRESSABLE | UL | ULCAP-320 | AddressblePhotoelectric Smoke Detector |  | 2400 | - | 3600 | 3120 | 3120 | 2880 | 2760 | 2640
COOPER | ADDRESSABLE | UL | ULCAH-330 | Addressble Multi Mode Heat Detector |  | 3215 | - | 4822.5 | 4179.5 | 4179.5 | 3858 | 3697.25 | 3536.5
COOPER | ADDRESSABLE | UL | UCAB-300 | Addressable Detector Base only |  | 412 | - | 618 | 535.6 | 535.6 | 494.4 | 473.8 | 453.2
COOPER | ADDRESSABLE | UL | UMPS-100 | AddressbleManual Call Point w/back Box flush mount |  | 8977.92 | - | 13466.88 | 11671.296 | 11671.296 | 10773.504 | 10324.608 | 9875.712
COOPER | ADDRESSABLE | UL | ULMIU-872 | Mini Zone Monitor Module (for Convntionl Devices) |  | 3240 | - | 4860 | 4212 | 4212 | 3888 | 3726 | 3564
COOPER | ADDRESSABLE |  | ULMCIM-C | Mini Single Input Module Consumes 1 address |  | 3350 | - | 5025 | 4355 | 4355 | 4020 | 3852.5 | 3685
COOPER | ADDRESSABLE | UL | ULMCIM | Mini Single Input Module Consumes 3 address |  | 2462.21 | - | 3693.315 | 3200.873 | 3200.873 | 2954.652 | 2831.5415 | 2708.431
COOPER | ADDRESSABLE | UL | ULMCOM | Mini Single Output Control Module consumes 3 address |  | 2548.22 | - | 3822.33 | 3312.686 | 3312.686 | 3057.864 | 2930.453 | 2803.042
COOPER | ADDRESSABLE | UL | ULMCOM-S | Mini Single Output Control Module consumes 1 address |  | 3700 | - | 5550 | 4810 | 4810 | 4440 | 4255 | 4070
COOPER | ADDRESSABLE | UL | CFVCC-5X | Stand Alone Firemans Master Station (non Networkable) VOCALL Compact 5 lines |  | 68812.8 | - | 103219.2 | 89456.64 | 89456.64 | 82575.36 | 79134.72 | 75694.08
COOPER | ADDRESSABLE | UL | CFVCCM9 | Line Echange unit |  | 75479.04 | - | 113218.56 | 98122.752 | 98122.752 | 90574.848 | 86800.896 | 83026.944
COOPER | ADDRESSABLE | UL | CFVCRH-S | Firemans Telephone Handset |  | 10536.96 | - | 15805.44 | 13698.048 | 13698.048 | 12644.352 | 12117.504 | 11590.656
COOPER | ADDRESSABLE | UL | CFVCRJP | Vocal Jack Metal Plate |  | 2042.88 | - | 3064.32 | 2655.744 | 2655.744 | 2451.456 | 2349.312 | 2247.168
COOPER | ADDRESSABLE | UL | TJ-PR | Telephone Modular Jack w/plastic Plate |  | 913.92 | - | 1370.88 | 1188.096 | 1188.096 | 1096.704 | 1051.008 | 1005.312
COOPER |  |  | USBINT2 |  |  | 16000 | - | 24000 | 20800 | 20800 | 19200 | 18400 | 17600
ORENA |  |  | OT302 | Conventional Photoelectric Smoke Detector (24VDC, 2-wires non-polarity, high quality photoelectric smoke sensor, w/o base) | BULK ORDERS ONLY | 450.5 | 8.5 | 675.75 | 585.65 | 585.65 | 540.6 | 518.075 | 495.55
ORENA |  |  | OT306 | Conventional Heat Detector (24VDC, 2-wires non-polarity, high quality temperature sensor, w/o base) | BULK ORDERS ONLY | 434.6 | 8.2 | 651.9 | 564.98 | 564.98 | 521.52 | 499.79 | 478.06
ORENA |  |  | OT101 | Conventional Smoke Detector (9-32VDC, 2-wires, twin LEDs for 360°visibility, with base, remote indicator output and advanced MCU expert algorithm software) | BULK ORDERS ONLY | 594.66 | 11.22 | 891.99 | 773.058 | 773.058 | 713.592 | 683.859 | 654.126
ORENA |  |  | OT142 | Conventional 4-Wire Relay Output Smoke Detector (9-32VDC, 4-wires, twin LEDs for 360°visibility, with base, relay contact output and advanced MCU expert algorithm software) | BULK ORDERS ONLY | 681.05 | 12.85 | 1021.575 | 885.365 | 885.365 | 817.26 | 783.2075 | 749.155
ORENA |  |  | OT102 | Conventional Heat Detector (ROR&FT) (9-32VDC, 2-wires, twin LEDs for 360°visibility, Rate of Rise detection responds to greater than 15°F/min, Fixed Temperature rating: 135°F, with base, remote indicator output and advanced MCU expert algorithm software) | BULK ORDERS ONLY | 542.72 | 10.24 | 814.08 | 705.536 | 705.536 | 651.264 | 624.128 | 596.992
ORENA |  |  | OT103 | Conventional Smoke & Heat Combination Detector (9-32VDC, 2-wires, twin LEDs for 360°visibility, with base, remote indicator output and advanced MCU expert algorithm software) | BULK ORDERS ONLY | 879.27 | 16.59 | 1318.905 | 1143.051 | 1143.051 | 1055.124 | 1011.1605 | 967.197
ORENA |  |  | ODZ3004 / ODZ3007 | 4" Conventional Detector Base (for conventional detectors OT302/OT306) | BULK ORDERS ONLY | 68.9 | 1.3 | 103.35 | 89.57 | 89.57 | 82.68 | 79.235 | 75.79
ORENA |  |  | ODZ6008 | 4" Conventional Sounder Base (Compatible with OT602/ OT603/ OT306 detector, 2-wire 24VDC operated) | BULK ORDERS ONLY | 706.49 | 13.33 | 1059.735 | 918.437 | 918.437 | 847.788 | 812.4635 | 777.139
ORENA |  |  | RM111 | Remote LED Indicator (2-wire, remote LED, red color, indicate a detector in alarm which is positioned in a hidden or obscure location) | BULK ORDERS ONLY | 163.77 | 3.09 | 245.655 | 212.901 | 212.901 | 196.524 | 188.3355 | 180.147
ORENA |  |  | SL06 | Remote LED Indicator (2-wire, remote LED, white color, indicate a detector in alarm which is positioned in a hidden or obscure location) | BULK ORDERS ONLY | 202.46 | 3.82 | 303.69 | 263.198 | 263.198 | 242.952 | 232.829 | 222.706
ORENA |  |  | HS6401 | Conventional Infrared Radiation Beam Smoke Detector (24VDC, 3-wires, detection area 100m*14m, with interface module and relay contact output) | BULK ORDERS ONLY | 6627.12 | 125.04 | 9940.68 | 8615.256 | 8615.256 | 7952.544 | 7621.188 | 7289.832
ORENA |  |  | BD106 | Conventional Infrared Reflective Beam Smoke Detector (24VDC, 6-wires, detection area 100m*14m, with fire and fault relay contact output) | BULK ORDERS ONLY | 12720 | 240 | 19080 | 16536 | 16536 | 15264 | 14628 | 13992
ORENA |  |  | CF6002 | Conventional Ultra Violate Flame Detector (9-32VDC, 4-wires, detection distance 25m, with base, relay contact output, high sensitivity UV sensor and advanced MCU expert algorithm software) | BULK ORDERS ONLY | 8247.33 | 155.61 | 12370.995 | 10721.529 | 10721.529 | 9896.796 | 9484.4295 | 9072.063
ORENA |  |  | A7/IR2 | Explosion-proof Infrared Flame Detector (24VDC, Dual-wave with 2 IR sensors and advanced MCU expert algorithm software, IP66,ExdⅡCT6/DIP A20 TA, T6) | BULK ORDERS ONLY | 48561.78 | 916.26 | 72842.67 | 63130.314 | 63130.314 | 58274.136 | 55846.047 | 53417.958
ORENA |  |  | OA300 | Conventional Manual Call Point (Break glass, with a test key to test it without breaking the glass) | BULK ORDERS ONLY | 281.96 | 5.32 | 422.94 | 366.548 | 366.548 | 338.352 | 324.254 | 310.156
ORENA |  |  | OA302 | Conventional Manual Call Point (With reusable acrylic press plate, protection cover and resettable key) | BULK ORDERS ONLY | 384.78 | 7.26 | 577.17 | 500.214 | 500.214 | 461.736 | 442.497 | 423.258
ORENA |  |  | OA306 | Conventional Manual Call Point (with reusable acrylic press plate, action indicator and resettable key) | BULK ORDERS ONLY | 465.34 | 8.78 | 698.01 | 604.942 | 604.942 | 558.408 | 535.141 | 511.874
ORENA |  |  | OA301 | Conventional Manual Pull Station (3-wires, push in and pull down call point, resettable, with reset key) | BULK ORDERS ONLY | 629.11 | 11.87 | 943.665 | 817.843 | 817.843 | 754.932 | 723.4765 | 692.021
ORENA |  |  | OA311 | Conventional Manual Pull Station (Push in and pull down call point, resettable, with reset button and telephone jack) | BULK ORDERS ONLY | 800.83 | 15.11 | 1201.245 | 1041.079 | 1041.079 | 960.996 | 920.9545 | 880.913
ORENA |  |  | OAWP100 | Waterproof Box For Manual Call Point (Without manual call point) | BULK ORDERS ONLY | 751.54 | 14.18 | 1127.31 | 977.002 | 977.002 | 901.848 | 864.271 | 826.694
ORENA |  |  | FQ-101 | Alarm Bell (6 inch, DC24V 20mA, 92dB/m, 610g) | BULK ORDERS ONLY | 482.83 | 9.11 | 724.245 | 627.679 | 627.679 | 579.396 | 555.2545 | 531.113
ORENA |  |  | AGB01 | Fire Strobe Light (flasher, 24VDC operated, built-in self-Sync circuit module, field-selectable flash rate, low current draw) | BULK ORDERS ONLY | 560.21 | 10.57 | 840.315 | 728.273 | 728.273 | 672.252 | 644.2415 | 616.231
ORENA |  |  | AGB02 | Fire Strobe Light (flasher, 24VDC operated, built-in self-Sync circuit module, field-selectable flash rate, low current draw) | BULK ORDERS ONLY | 646.6 | 12.2 | 969.9 | 840.58 | 840.58 | 775.92 | 743.59 | 711.26
ORENA |  |  | AGB08 | Fire Strobe Light (flasher, 24VDC operated, built-in self-Sync circuit module, field-selectable flash rate, low current draw) | BULK ORDERS ONLY | 519.93 | 9.81 | 779.895 | 675.909 | 675.909 | 623.916 | 597.9195 | 571.923
ORENA |  |  | YA89 | Fire Alarm Siren with Bell Design (24VDC operated, 2 wires) | BULK ORDERS ONLY | 417.64 | 7.88 | 626.46 | 542.932 | 542.932 | 501.168 | 480.286 | 459.404
ORENA |  |  | SL106-1 | Conventional Sounder (24VDC operated, 2 wires) | BULK ORDERS ONLY | 387.96 | 7.32 | 581.94 | 504.348 | 504.348 | 465.552 | 446.154 | 426.756
ORENA |  |  | SL106-2 | Conventional Strobe Siren (24VDC operated, 2 wires) | BULK ORDERS ONLY | 437.25 | 8.25 | 655.875 | 568.425 | 568.425 | 524.7 | 502.8375 | 480.975
ORENA |  |  | OS109 | Conventional Sounder Strobe (24VDC operated, 2 wires) | BULK ORDERS ONLY | 493.96 | 9.32 | 740.94 | 642.148 | 642.148 | 592.752 | 568.054 | 543.356
ORENA |  |  | OS300 | Conventional Sounder Strobe (24VDC operated, 2 wires) | BULK ORDERS ONLY | 766.91 | 14.47 | 1150.365 | 996.983 | 996.983 | 920.292 | 881.9465 | 843.601
ORENA |  |  | OS108 | Conventional Outdoor Waterproof Siren Alarm Hooter Horn Strobe (12/24VDC operated, 2 wires, very loud sound level 95~115dB, 8-tone selectable, flash 120times/min) | BULK ORDERS ONLY | 1288.96 | 24.32 | 1933.44 | 1675.648 | 1675.648 | 1546.752 | 1482.304 | 1417.856
ORENA |  |  | AGB01-W | Accessory: Waterproof Embedded Box For Fire Strobe Light | BULK ORDERS ONLY | 258.64 | 4.88 | 387.96 | 336.232 | 336.232 | 310.368 | 297.436 | 284.504
ORENA |  |  | AGB08-B | Accessory: Embedded Box For Fire Strobe Light | BULK ORDERS ONLY | 95.4 | 1.8 | 143.1 | 124.02 | 124.02 | 114.48 | 109.71 | 104.94
ORENA |  |  | ODH02E | Conventional Fire Alarm Panel (2 zone, fire relay, fault relay and alarm sounder output, built-in battery charger, w/o battery) | BULK ORDERS ONLY | 5067.33 | 95.61 | 7600.995 | 6587.529 | 6587.529 | 6080.796 | 5827.4295 | 5574.063
ORENA |  |  | ODH04E | Conventional Fire Alarm Panel (4 zone, fire relay, fault relay and alarm sounder output, built-in battery charger, w/o battery) | BULK ORDERS ONLY | 5644.5 | 106.5 | 8466.75 | 7337.85 | 7337.85 | 6773.4 | 6491.175 | 6208.95
ORENA |  |  | ODH08E | Conventional Fire Alarm Panel (8 zone, fire relay, fault relay and alarm sounder output, built-in battery charger, w/o battery) | BULK ORDERS ONLY | 7075.5 | 133.5 | 10613.25 | 9198.15 | 9198.15 | 8490.6 | 8136.825 | 7783.05
ORENA |  |  | ODH16E | Conventional Fire Alarm Panel (16 zone, fire relay, fault relay and alarm sounder output, built-in battery charger, w/o battery) | BULK ORDERS ONLY | 9307.33 | 175.61 | 13960.995 | 12099.529 | 12099.529 | 11168.796 | 10703.4295 | 10238.063
ORENA |  |  | ODH32-2 | Conventional Fire Alarm Panel (2 zone, 8×16 characters LCD screen, 4 alarm sounder and programmable relay outputs, delay mode configuration options, built-in battery charger, w/o battery) | BULK ORDERS ONLY | 8445.55 | 159.35 | 12668.325 | 10979.215 | 10979.215 | 10134.66 | 9712.3825 | 9290.105
ORENA |  |  | ODH32-4 | Conventional Fire Alarm Panel (4 zone, 8×16 characters LCD screen, 4 alarm sounder and programmable relay outputs, delay mode configuration options, built-in battery charger, w/o battery) | BULK ORDERS ONLY | 9307.33 | 175.61 | 13960.995 | 12099.529 | 12099.529 | 11168.796 | 10703.4295 | 10238.063
ORENA |  |  | ODH32-8 | Conventional Fire Alarm Panel (8 zone, 8×16 characters LCD screen, 4 alarm sounder and programmable relay outputs, delay mode configuration options, built-in battery charger, w/o battery) | BULK ORDERS ONLY | 11030.89 | 208.13 | 16546.335 | 14340.157 | 14340.157 | 13237.068 | 12685.5235 | 12133.979
ORENA |  |  | ODH32-16 | Conventional Fire Alarm Panel (16 zone, 8×16 characters LCD screen, 4 alarm sounder and programmable relay outputs, delay mode configuration options, built-in battery charger, w/o battery) | BULK ORDERS ONLY | 14478.01 | 273.17 | 21717.015 | 18821.413 | 18821.413 | 17373.612 | 16649.7115 | 15925.811
ORENA |  |  | ODH32-20 | Conventional Fire Alarm Panel (20 zone, 8×16 characters LCD screen, 4 alarm sounder and programmable relay outputs, delay mode configuration options, built-in battery charger, w/o battery) | BULK ORDERS ONLY | 16201.57 | 305.69 | 24302.355 | 21062.041 | 21062.041 | 19441.884 | 18631.8055 | 17821.727
ORENA |  |  | ODH32-24 | Conventional Fire Alarm Panel (24 zone, 8×16 characters LCD screen, 4 alarm sounder and programmable relay outputs, delay mode configuration options, built-in battery charger, w/o battery) | BULK ORDERS ONLY | 17925.13 | 338.21 | 26887.695 | 23302.669 | 23302.669 | 21510.156 | 20613.8995 | 19717.643
ORENA |  |  | ODH32E-32 | Conventional Fire Alarm Panel (32 zone, 8×16 characters LCD screen, 4 alarm sounder and programmable relay outputs, delay mode configuration options, built-in battery charger, w/o battery) | BULK ORDERS ONLY | 21372.25 | 403.25 | 32058.375 | 27783.925 | 27783.925 | 25646.7 | 24578.0875 | 23509.475
ORENA |  |  | ODH1004 | Conventional Fire Alarm Panel (4 zone, 1 alarm sounder output, built-in style Y (class B) notification appliance circuits (NACs), one-man walk-test programmable for silent or audible test, built-in battery charger, w/o battery) | BULK ORDERS ONLY | 8006.18 | 151.06 | 12009.27 | 10408.034 | 10408.034 | 9607.416 | 9207.107 | 8806.798
ORENA |  |  | ODH1008 | Conventional Fire Alarm Panel (8 zone, 2 alarm sounder outputs, built-in style Y (class B) notification appliance circuits (NACs), one-man walk-test programmable for silent or audible test, built-in battery charger, w/o battery) | BULK ORDERS ONLY | 10427.75 | 196.75 | 15641.625 | 13556.075 | 13556.075 | 12513.3 | 11991.9125 | 11470.525
ORENA |  |  | ODH1016 | Conventional Fire Alarm Panel (16 zone, 2 alarm sounder outputs, built-in style Y (class B) notification appliance circuits (NACs), one-man walk-test programmable for silent or audible test, built-in battery charger, w/o battery) | BULK ORDERS ONLY | 12892.25 | 243.25 | 19338.375 | 16759.925 | 16759.925 | 15470.7 | 14826.0875 | 14181.475
ORENA |  |  | RP1016 | Conventional Fire Alarm Repeater (16 zone) | BULK ORDERS ONLY | 2981.25 | 56.25 | 4471.875 | 3875.625 | 3875.625 | 3577.5 | 3428.4375 | 3279.375
ORENA |  |  | OT602 | Addressable Photoelectric Smoke Detector (24VDC, 2-wires non-polarity, micro-processor inside with expert algorithm software, responds quickly to low-burning and smoldering fires, w/o base) | BULK ORDERS ONLY | 792.88 | 14.96 | 1189.32 | 1030.744 | 1030.744 | 951.456 | 911.812 | 872.168
ORENA |  |  | OT603 | Addressable Heat Detector (24VDC, 2-wires non-polarity, micro-processor inside, be used for applications where smoke detectors are unsuitable, ideal for environments that are dirty, smoky or steamy under natural conditions, w/o base) | BULK ORDERS ONLY | 732.46 | 13.82 | 1098.69 | 952.198 | 952.198 | 878.952 | 842.329 | 805.706
ORENA |  |  | OT8023 | Addressable Smoke&Heat Combination Detector (24VDC, 2-wires non-polarity, micro-processor inside with expert algorithm software, give early warning for the presence of heat and smoke in the supervised area. Both heat and smoke alarm can be generated individually, w/o base) | BULK ORDERS ONLY | 1223.77 | 23.09 | 1835.655 | 1590.901 | 1590.901 | 1468.524 | 1407.3355 | 1346.147
ORENA |  |  | OT202 | Addressable Combustible Gas Detector (24VDC, 2-wires non-polarity, micro-processor inside with expert algorithm software, w/o base) | BULK ORDERS ONLY | 1249.74 | 23.58 | 1874.61 | 1624.662 | 1624.662 | 1499.688 | 1437.201 | 1374.714
ORENA |  |  | ODZ6004 | 4" Addressable Detector Base (for addressable detectors OT602/OT603) | BULK ORDERS ONLY | 68.9 | 1.3 | 103.35 | 89.57 | 89.57 | 82.68 | 79.235 | 75.79
ORENA |  |  | ODZ6010 | 4" Addressable Sounder Base (Compatible with OT602/ OT603/ OT306 detector, for Strobe Siren, 4-wires) | BULK ORDERS ONLY | 991.1 | 18.7 | 1486.65 | 1288.43 | 1288.43 | 1189.32 | 1139.765 | 1090.21
ORENA |  |  | OA610 | Addressable Manual Call Point (2-wires, resettable, with telephone jack and reset key) | BULK ORDERS ONLY | 732.46 | 13.82 | 1098.69 | 952.198 | 952.198 | 878.952 | 842.329 | 805.706
ORENA |  |  | OA810 | Addressable Manual Call Point (2-wires, resettable, with telephone jack and reset key) | BULK ORDERS ONLY | 742 | 14 | 1113 | 964.6 | 964.6 | 890.4 | 853.3 | 816.2
ORENA |  |  | OX620 | Addressable Hydrant Button (6-wires, manually alarm and start fire pump, resettable, with feedback input terminals, telephone jack and reset key) | BULK ORDERS ONLY | 758.43 | 14.31 | 1137.645 | 985.959 | 985.959 | 910.116 | 872.1945 | 834.273
ORENA |  |  | OS831 | Addressable Sounder & Strobe (24VDC operated, 4 wires) | BULK ORDERS ONLY | 1353.09 | 25.53 | 2029.635 | 1759.017 | 1759.017 | 1623.708 | 1556.0535 | 1488.399
ORENA |  |  | OS99 | Addressable Sounder & Strobe (24VDC operated, 4 wires) | BULK ORDERS ONLY | 1436.83 | 27.11 | 2155.245 | 1867.879 | 1867.879 | 1724.196 | 1652.3545 | 1580.513
ORENA |  |  | OM611 | Addressable Input/Output Module (Supervised relay module) | BULK ORDERS ONLY | 887.75 | 16.75 | 1331.625 | 1154.075 | 1154.075 | 1065.3 | 1020.9125 | 976.525
ORENA |  |  | OM621 | Addressable Dual Input/Output Module (Supervised relay module, dual contact output) | BULK ORDERS ONLY | 1232.25 | 23.25 | 1848.375 | 1601.925 | 1601.925 | 1478.7 | 1417.0875 | 1355.475
ORENA |  |  | OM612 | Addressable Input Module (Contact monitor module) | BULK ORDERS ONLY | 853.3 | 16.1 | 1279.95 | 1109.29 | 1109.29 | 1023.96 | 981.295 | 938.63
ORENA |  |  | OM622 | Addressable Dual Input Module (Contact monitor module) | BULK ORDERS ONLY | 1171.83 | 22.11 | 1757.745 | 1523.379 | 1523.379 | 1406.196 | 1347.6045 | 1289.013
ORENA |  |  | OM613 | Zone Module (Conventional Detectors Interface Module, connect with conventional detectors) | BULK ORDERS ONLY | 1301.15 | 24.55 | 1951.725 | 1691.495 | 1691.495 | 1561.38 | 1496.3225 | 1431.265
ORENA |  |  | OM515 | Short Circuit Isolator (Short circuit and over current protection) | BULK ORDERS ONLY | 870.26 | 16.42 | 1305.39 | 1131.338 | 1131.338 | 1044.312 | 1000.799 | 957.286
ORENA |  |  | OMDZ51 | Module Base | BULK ORDERS ONLY | 103.35 | 1.95 | 155.025 | 134.355 | 134.355 | 124.02 | 118.8525 | 113.685
ORENA |  |  | OMX | 6 in 1 Modules Container (Terminals box) | BULK ORDERS ONLY | 1137.38 | 21.46 | 1706.07 | 1478.594 | 1478.594 | 1364.856 | 1307.987 | 1251.118
ORENA |  |  | OZH100 | Addressable Fire Alarm Control Panel (1 loop 248 address points, with battery charger, w/o battery) | BULK ORDERS ONLY | 16942.51 | 319.67 | 25413.765 | 22025.263 | 22025.263 | 20331.012 | 19483.8865 | 18636.761
ORENA |  |  | OZH4800E-2 | Addressable Fire Alarm Control Panel (2 loop 384 address points, with battery charger, w/o battery) | BULK ORDERS ONLY | 37591.31 | 709.27 | 56386.965 | 48868.703 | 48868.703 | 45109.572 | 43230.0065 | 41350.441
ORENA |  |  | OZH4800E | Addressable Fire Alarm Control Panel (4 loop 768 address points, with battery charger, w/o battery) | BULK ORDERS ONLY | 49087.54 | 926.18 | 73631.31 | 63813.802 | 63813.802 | 58905.048 | 56450.671 | 53996.294
ORENA |  |  | OZH4800E-8 | Addressable Fire Alarm Control Panel (8 loop 1536 address points, with battery charger, w/o battery) | BULK ORDERS ONLY | 69339.37 | 1308.29 | 104009.055 | 90141.181 | 90141.181 | 83207.244 | 79740.2755 | 76273.307
ORENA |  |  | OZF-LCD8 | LCD Repeater (Remote Annunciator) | BULK ORDERS ONLY | 10070 | 190 | 15105 | 13091 | 13091 | 12084 | 11580.5 | 11077
ORENA |  |  | OZH48ZL | 4 Loop Expander Card for OZH4800E FACP (Each loop supports 192 points, total capacity 768 points) | BULK ORDERS ONLY | 20251.83 | 382.11 | 30377.745 | 26327.379 | 26327.379 | 24302.196 | 23289.6045 | 22277.013
ORENA |  |  | OZH48ACPU | Motherboard for OZH4800E FACP | BULK ORDERS ONLY | 23971.9 | 452.3 | 35957.85 | 31163.47 | 31163.47 | 28766.28 | 27567.685 | 26369.09
ORENA |  |  | OZH48LCD | LCD Screen Module for OZH4800E FACP | BULK ORDERS ONLY | 11684.91 | 220.47 | 17527.365 | 15190.383 | 15190.383 | 14021.892 | 13437.6465 | 12853.401
ORENA |  |  | OZH48NW | Network Card (Communicate with other 31 addressable panels) | BULK ORDERS ONLY | 15538.01 | 293.17 | 23307.015 | 20199.413 | 20199.413 | 18645.612 | 17868.7115 | 17091.811
ORENA |  |  | OZH200CPU | Motherboard for OZH100 FACP | BULK ORDERS ONLY | 14443.03 | 272.51 | 21664.545 | 18775.939 | 18775.939 | 17331.636 | 16609.4845 | 15887.333
ORENA |  |  | OZH100POW | Power Supply Board for OZH100 FACP (Output 24V/3A, 5V/1A, with Battery Charger Unit) | BULK ORDERS ONLY | 2921.36 | 55.12 | 4382.04 | 3797.768 | 3797.768 | 3505.632 | 3359.564 | 3213.496
ORENA |  |  | FPB10D | Power Supply Module for OZH4800E FACP (Output 24V/10A, 5V/2A, with Battery Charger Unit, dimensions 326*165*66mm) | BULK ORDERS ONLY | 11017.64 | 207.88 | 16526.46 | 14322.932 | 14322.932 | 13221.168 | 12670.286 | 12119.404
ORENA |  |  | TW6000 | Fire Alarm Graphics Software (Display the alarm/fault information and floor plan, w/o computer and CRT) | BULK ORDERS ONLY | 44976.86 | 848.62 | 67465.29 | 58469.918 | 58469.918 | 53972.232 | 51723.389 | 49474.546
ORENA |  |  | LCC | Fire Alarm Configuration Software (Tool for make configuration and programming for FACP on computer) | BULK ORDERS ONLY | 18528.27 | 349.59 | 27792.405 | 24086.751 | 24086.751 | 22233.924 | 21307.5105 | 20381.097
ORENA |  |  | PLT3000 | Remote Fire Alarm Management Cloud Platform Software (Remote configuration, diagnosis, maintenance, firmware upgrade, download, authorization, monitoring, urban fire network remote management, fire data statistical analysis and other value-added services. | BULK ORDERS ONLY | 417375 | 7875 | 626062.5 | 542587.5 | 542587.5 | 500850 | 479981.25 | 459112.5
ORENA |  |  | OBM | Address Encoder (Handhold Programmer, read/write the address of addressable device) | BULK ORDERS ONLY | 5601.57 | 105.69 | 8402.355 | 7282.041 | 7282.041 | 6721.884 | 6441.8055 | 6161.727
ORENA |  |  | WH-T2 | Portable Mini Printer | BULK ORDERS ONLY | 4134 | 78 | 6201 | 5374.2 | 5374.2 | 4960.8 | 4754.1 | 4547.4
ORENA |  |  | OZH100DM | Addressable System Demo Case | BULK ORDERS ONLY | 36324.61 | 685.37 | 54486.915 | 47221.993 | 47221.993 | 43589.532 | 41773.3015 | 39957.071
ORENA | STANDALONE ALARMS |  | OT701 | Stand-Alone Photoelectric Smoke Alarm (9V battery opterated, loud sound level, AC mains power, relay output and RF wireless module option) | BULK ORDERS ONLY | 525.76 | 9.92 | 788.64 | 683.488 | 683.488 | 630.912 | 604.624 | 578.336
ORENA | STANDALONE ALARMS |  | OT702 | Stand-Alone Vocal Smoke Alarm (4 AA batteries operated, both traditional buzzer and recordable voice alarm, high quality speaker and amplifier, effectively wake up the children in sleep and guide them how to escape in a fire ) | BULK ORDERS ONLY | 1861.36 | 35.12 | 2792.04 | 2419.768 | 2419.768 | 2233.632 | 2140.564 | 2047.496
ORENA | STANDALONE ALARMS |  | OT703 | Stand-Alone Photoelectric Smoke Alarm (9V battery opterated, test button, auto reset, smoke ASIC inside) | BULK ORDERS ONLY | 284.61 | 5.37 | 426.915 | 369.993 | 369.993 | 341.532 | 327.3015 | 313.071
ORENA | STANDALONE ALARMS |  | OT706 | Stand-Alone Photoelectric Smoke Alarm (2 AA batteries opterated, loud sound level, microprocessor inside with expert algorithm software, GPRS/NB-IoT wireless module optional) | BULK ORDERS ONLY | 361.99 | 6.83 | 542.985 | 470.587 | 470.587 | 434.388 | 416.2885 | 398.189
ORENA | STANDALONE ALARMS |  | OT712 | Stand-Alone Photoelectric Smoke Alarm (2 AA batteries opterated, loud sound level, microprocessor inside with expert algorithm software, English voice prompt) | BULK ORDERS ONLY | 405.45 | 7.65 | 608.175 | 527.085 | 527.085 | 486.54 | 466.2675 | 445.995
ORENA | STANDALONE ALARMS |  | OT321 | AC220V Powered Photoelectric Smoke Alarm (AC220V mains power operated with 9V battery backup, loud sound level, micro-processor inside with expert algorithm software) | BULK ORDERS ONLY | 525.76 | 9.92 | 788.64 | 683.488 | 683.488 | 630.912 | 604.624 | 578.336
ORENA | STANDALONE ALARMS |  | JD502 | Stand-Alone Photoelectric Smoke Alarm (2 AAA batteries opterated, small size with dimensions 69*69*53mm, loud sound level, microprocessor inside with expert algorithm software, optional wireless interconnection) | BULK ORDERS ONLY | 384.25 | 7.25 | 576.375 | 499.525 | 499.525 | 461.1 | 441.8875 | 422.675
ORENA | STANDALONE ALARMS |  | JD502C | Stand-Alone Photoelectric Smoke Alarm (2 AAA batteries opterated, small size with dimensions 77*53mm, loud sound level, microprocessor inside with expert algorithm software, optional wireless interconnection) | BULK ORDERS ONLY | 384.25 | 7.25 | 576.375 | 499.525 | 499.525 | 461.1 | 441.8875 | 422.675
ORENA | STANDALONE ALARMS |  | JD503 | Stand-Alone Heat Alarm (9V battery operated, loud sound level, microprocessor inside with expert algorithm software) | BULK ORDERS ONLY | 451.03 | 8.51 | 676.545 | 586.339 | 586.339 | 541.236 | 518.6845 | 496.133
ORENA | STANDALONE ALARMS |  | 560H | Stand-Alone Heat Alarm (9V battery opterated, loud sound level, microprocessor inside with expert algorithm software) | BULK ORDERS ONLY | 517.81 | 9.77 | 776.715 | 673.153 | 673.153 | 621.372 | 595.4815 | 569.591
ORENA | STANDALONE ALARMS |  | JD812 | AC Powered Plug-In Combustible Gas Detector (Residential usage, wide range for power supply voltage 90-240V, reliable semiconductor sensor, loud sound level, micro-processor inside with expert algorithm software) | BULK ORDERS ONLY | 368.35 | 6.95 | 552.525 | 478.855 | 478.855 | 442.02 | 423.6025 | 405.185
ORENA | STANDALONE ALARMS |  | JD816A/B | AC Powered Plug-In Combustible Gas Detector (Residential usage, wide range for power supply voltage 90-240V, reliable catalytic sensor, loud sound level, with voice prompt and gas concentration display, micro-processor inside with expert algorithm software)) | BULK ORDERS ONLY | 648.72 | 12.24 | 973.08 | 843.336 | 843.336 | 778.464 | 746.028 | 713.592
ORENA | STANDALONE ALARMS |  | JD817 | AC Powered Plug-In Combustible Gas Detector (Residential usage, wide range for power supply voltage 90-240V, reliable catalytic sensor, loud sound level, with voice prompt and gas concentration display, micro-processor inside with expert algorithm software) | BULK ORDERS ONLY | 751.01 | 14.17 | 1126.515 | 976.313 | 976.313 | 901.212 | 863.6615 | 826.111
ORENA | STANDALONE ALARMS |  | SL838-35 | AC Powered Plug-In Combustible Gas Detector (Residential usage, wide range for power supply voltage 90-240V, reliable semiconductor sensor, loud sound level, micro-processor inside with expert algorithm software) | BULK ORDERS ONLY | 481.77 | 9.09 | 722.655 | 626.301 | 626.301 | 578.124 | 554.0355 | 529.947
ORENA | STANDALONE ALARMS |  | DN15/DN20 | Gas Solenoid Valve (9-24Vdc pulsed drive, shut off gas pipeline when gas leak is detected) | BULK ORDERS ONLY | 527.88 | 9.96 | 791.82 | 686.244 | 686.244 | 633.456 | 607.062 | 580.668
ORENA | Carbon Monoxide Detectors |  | JD602 | AA Battery Powered Carbon Monoxide Gas Detector (Residential usage, 3 AA batteries operated, electrochemical CO sensor, gas concentration LCD display, dimensions 100*39mm, weight 120g, loud sound level, microprocessor inside with expert algorithm software) | BULK ORDERS ONLY | 375.77 | 7.09 | 563.655 | 488.501 | 488.501 | 450.924 | 432.1355 | 413.347
ORENA | Carbon Monoxide Detectors |  | JD601B | AA Battery Powered Carbon Monoxide Gas Detector (Residential usage, 3 AA batteries operated, electrochemical CO sensor, gas concentration LCD display, dimensions 95*37mm, weight 100g, loud sound level, micro-processor inside with expert algorithm software) | BULK ORDERS ONLY | 525.76 | 9.92 | 788.64 | 683.488 | 683.488 | 630.912 | 604.624 | 578.336
ORENA | Carbon Monoxide Detectors |  | JD616 | AA Battery Powered Carbon Monoxide Gas Detector (Residential usage, 3 AA batteries operated, electrochemical CO sensor with 5 years life, gas concentration LCD display and voice prompt, dimensions 100*100*27mm, weight 120g, loud sound level, micro-processor inside with expert algorithm software) | BULK ORDERS ONLY | 788.64 | 14.88 | 1182.96 | 1025.232 | 1025.232 | 946.368 | 906.936 | 867.504
ORENA | Carbon Monoxide Detectors |  | JD618 | AA Battery Powered Carbon Monoxide Gas Detector (comply with EN50291, Residential usage, 3 AA batteries operated, electrochemical CO sensor with 5 years life, gas concentration LCD display and voice prompt, dimensions 115*115*37mm, weight 130g, loud sound level, micro-processor inside) | BULK ORDERS ONLY | 826.27 | 15.59 | 1239.405 | 1074.151 | 1074.151 | 991.524 | 950.2105 | 908.897
ORENA | Carbon Monoxide Detectors |  | JD620C | AA Battery Powered Carbon Monoxide Gas Detector (comply with EN50291, Residential usage, 3 AA batteries operated, electrochemical CO sensor with 7 years life, gas concentration LCD display and voice prompt, dimensions 104*39mm, weight 195g, loud sound level, microprocessor inside) | BULK ORDERS ONLY | 863.9 | 16.3 | 1295.85 | 1123.07 | 1123.07 | 1036.68 | 993.485 | 950.29
ORENA | Carbon Monoxide Detectors |  | GD31 | AA Battery Powered Carbon Monoxide Gas Detector (CCC certificate, Residential usage, 2 AA batteries operated, low power consumption for 3 years battery life, gas concentration LCD display, dimensions 133*78*35mm, weight 120g, loud sound level, micro-processor inside with expert algorithm software) | BULK ORDERS ONLY | 716.56 | 13.52 | 1074.84 | 931.528 | 931.528 | 859.872 | 824.044 | 788.216
ORENA | Carbon Monoxide Detectors |  | GD31AC | AC Powered Plug-In Carbon Monoxide Gas Detector (CCC certificate, Residential usage, 100- 240Vac/5V adaptor operated, low power consumption for 3 years battery life, gas concentration LCD display, dimensions 133*78*35mm, weight 120g, loud sound level, micro-processor inside) | BULK ORDERS ONLY | 758.43 | 14.31 | 1137.645 | 985.959 | 985.959 | 910.116 | 872.1945 | 834.273
ORENA | Combination Detectors |  | JD512 | AA Battery Powered Smoke & Carbon Monoxide 2-in-1 Combined Detector (Residential usage, 3 AA Batteries operated, gas concentration LCD display, low battery warning, HASH mode, dimensions 104*39mm, weight 180g, loud sound level, micro-processor inside with expert algorithm software) | BULK ORDERS ONLY | 1126.78 | 21.26 | 1690.17 | 1464.814 | 1464.814 | 1352.136 | 1295.797 | 1239.458
ORENA | Combination Detectors |  | JD809 | AA Battery Powered Combustible Gas & Carbon Monoxide 2-in-1 Combined Detector (Residential usage, 2 AA lithium batteries operated, gas concentration LCD display, low battery warning, dimensions 96*96*39mm, weight 110g, loud sound level, micro-processor inside with expert algorithm software) | BULK ORDERS ONLY | 1202.04 | 22.68 | 1803.06 | 1562.652 | 1562.652 | 1442.448 | 1382.346 | 1322.244
ORENA | Combination Detectors |  | JD808 | AC Powered Plug-In Combustible Gas & Carbon Monoxide 2-in-1 Combined Detector (Residential usage, wide range for power supply voltage 90-240V, gas concentration LCD display and voice prompt, dimensions 112*73*42mm, weight 185g, loud sound level, micro-processor inside) | BULK ORDERS ONLY | 1376.94 | 25.98 | 2065.41 | 1790.022 | 1790.022 | 1652.328 | 1583.481 | 1514.634
ORENA | Carbon Dioxide Detectors |  | ABH103 | Carbon Dioxide Detector & Air Quality Monitor (Residential usage, built-in rechargable lithium battery, high sensitive CO2 sensor, gas concentration & temperature & humidity & battery level LCD display, light & sound warning, dimensions 80*50*80mm, weight 110g, microprocessor inside) | BULK ORDERS ONLY | 2003.4 | 37.8 | 3005.1 | 2604.42 | 2604.42 | 2404.08 | 2303.91 | 2203.74
ORENA | Carbon Dioxide Detectors |  | ABH100 | Carbon Dioxide Detector & Air Quality Monitor (Residential usage, built-in 1500mAh rechargable lithium battery, high sensitive CO2 sensor, gas concentration & temperature & humidity & battery level LCD display, light & sound warning, dimensions 80*52*135mm, weight 150g, microprocessor inside) | BULK ORDERS ONLY | 2503.72 | 47.24 | 3755.58 | 3254.836 | 3254.836 | 3004.464 | 2879.278 | 2754.092
ORENA | Carbon Dioxide Detectors |  | ABH101 | Portable Carbon Dioxide Detector (Portable usage, built-in rechargable lithium battery, high sensitive CO2 sensor, gas concentration & battery level LCD display, light & sound warning, micro-processor inside) | BULK ORDERS ONLY | 2003.4 | 37.8 | 3005.1 | 2604.42 | 2604.42 | 2404.08 | 2303.91 | 2203.74
ORENA | Cigarette Smoke Detectors |  | CGD90 | High Sensitive Cigarette Smoke Detector (90-240Vac/5V adaptor operated, high sensitive smoke sensor, voice prompt, serial communication port, detection particle size range: 0.3~10um, effective range :0~1000ug/m³, detection area 30m2, dimensions 100*37mm, loud sound level, micro-processor inside) | BULK ORDERS ONLY | 4043.9 | 76.3 | 6065.85 | 5257.07 | 5257.07 | 4852.68 | 4650.485 | 4448.29
ORENA | Cigarette Smoke Detectors |  | CGD91 | High Sensitive Cigarette Smoke Detector (High sensitive smoke sensor, voice prompt, serial communication port, infrared remote control for 10 sensitivity levels adjustment, detection particle size range: 0.3~10um, effective range :0~1000ug/m³, detection area 30m2, loud sound level, micro-processor inside) | BULK ORDERS ONLY | 4674.07 | 88.19 | 7011.105 | 6076.291 | 6076.291 | 5608.884 | 5375.1805 | 5141.477
ORENA | Industrial Gas Detectors |  | ABH840 | Portable 4-in-1 Multifunctional Gas Detector (Detect the concentration of leaking gas EX/H2S/CO/O2, high-precision electrochemical and catalytic combustion sensor, rechargable lithium battery 3.7Vdc 1500mAh, English voice prompt, explosion-proof ExibIIBT3 Gb, IP65, dimensions 700*35*140mm, weight 200g) | BULK ORDERS ONLY | 12018.81 | 226.77 | 18028.215 | 15624.453 | 15624.453 | 14422.572 | 13821.6315 | 13220.691
ORENA | Industrial Gas Detectors |  | JD108 | Gas Detection Transmitter (Single gas detection EX/H2S/CO/O2/CO2/NO2/SO2/H2/PH3, industry standard 4-20mA standard signal output, two 48v/1A relay outputs, self-diagnosis, infrared remote control, die-cast aluminum body, explosion-proof EXdIICT6 Gb, IP65, dimensions 200*160*80mm, weight 1.6Kg) | BULK ORDERS ONLY | 7887.46 | 148.82 | 11831.19 | 10253.698 | 10253.698 | 9464.952 | 9070.579 | 8676.206